99999 | State-Fuel Level Increment | State-Fuel Level Increment | 99999 | WY | Electric Utility | IC | DFO | DFO | 231.72 | 2020 | petroleum | TRUE
99999 | State-Fuel Level Increment | State-Fuel Level Increment | 99999 | AK | Electric Utility | IC | JF | WOO | 2714.679 | 2020 | petroleum | TRUE
99999 | State-Fuel Level Increment | State-Fuel Level Increment | 99999 | AK | Electric Utility | IC | JF | WOO | 21862.749 | 2020 | petroleum | TRUE
99999 | State-Fuel Level Increment | State-Fuel Level Increment | 99999 | AL | NAICS-22 Non-Cogen | IC | LFG | MLG | 41376.504 | 2020 | biomass | TRUE
99999 | State-Fuel Level Increment | State-Fuel Level Increment | 99999 | AR | NAICS-22 Non-Cogen | IC | LFG | MLG | 67460.416 | 2020 | biomass | TRUE
99999 | State-Fuel Level Increment | State-Fuel Level Increment | 99999 | AZ | NAICS-22 Non-Cogen | IC | LFG | MLG | 30549.396 | 2020 | biomass | TRUE
99999 | State-Fuel Level Increment | State-Fuel Level Increment | 99999 | CA | Electric Utility | IC | LFG | MLG | 3226.264 | 2020 | biomass | TRUE
99999 | State-Fuel Level Increment | State-Fuel Level Increment | 99999 | CA | NAICS-22 Non-Cogen | IC | LFG | MLG | 669049.07 | 2020 | biomass | TRUE
99999 | State-Fuel Level Increment | State-Fuel Level Increment | 99999 | CA | NAICS-22 Cogen | IC | LFG | MLG | 65062.923 | 2020 | biomass | TRUE
99999 | State-Fuel Level Increment | State-Fuel Level Increment | 99999 | CA | Commercial NAICS Non-Cogen | IC | LFG | MLG | 137493.5 | 2020 | biomass | FALSE
99999 | State-Fuel Level Increment | State-Fuel Level Increment | 99999 | CO | NAICS-22 Non-Cogen | IC | LFG | MLG | 41799.743 | 2020 | biomass | TRUE
99999 | State-Fuel Level Increment | State-Fuel Level Increment | 99999 | CT | NAICS-22 Non-Cogen | IC | LFG | MLG | 6784.06 | 2020 | biomass | TRUE
99999 | State-Fuel Level Increment | State-Fuel Level Increment | 99999 | DE | NAICS-22 Non-Cogen | IC | LFG | MLG | 50263.169 | 2020 | biomass | TRUE
99999 | State-Fuel Level Increment | State-Fuel Level Increment | 99999 | DE | Industrial NAICS Cogen | IC | LFG | MLG | 9412.047 | 2020 | biomass | FALSE
99999 | State-Fuel Level Increment | State-Fuel Level Increment | 99999 | FL | Electric Utility | IC | LFG | MLG | 24905.071 | 2020 | biomass | TRUE
99999 | State-Fuel Level Increment | State-Fuel Level Increment | 99999 | FL | NAICS-22 Non-Cogen | IC | LFG | MLG | 293869.71 | 2020 | biomass | TRUE
99999 | State-Fuel Level Increment | State-Fuel Level Increment | 99999 | GA | NAICS-22 Non-Cogen | IC | LFG | MLG | 283286.79 | 2020 | biomass | TRUE
99999 | State-Fuel Level Increment | State-Fuel Level Increment | 99999 | IA | NAICS-22 Non-Cogen | IC | LFG | MLG | 16958.582 | 2020 | biomass | TRUE
99999 | State-Fuel Level Increment | State-Fuel Level Increment | 99999 | ID | Electric Utility | IC | LFG | MLG | 15340.728 | 2020 | biomass | TRUE
99999 | State-Fuel Level Increment | State-Fuel Level Increment | 99999 | ID | NAICS-22 Non-Cogen | IC | LFG | MLG | 5360.744 | 2020 | biomass | TRUE
99999 | State-Fuel Level Increment | State-Fuel Level Increment | 99999 | ID | Commercial NAICS Non-Cogen | IC | LFG | MLG | 15676.674 | 2020 | biomass | FALSE
99999 | State-Fuel Level Increment | State-Fuel Level Increment | 99999 | IL | Electric Utility | IC | LFG | MLG | 13227.465 | 2020 | biomass | TRUE
99999 | State-Fuel Level Increment | State-Fuel Level Increment | 99999 | IL | NAICS-22 Non-Cogen | IC | LFG | MLG | 157258.95 | 2020 | biomass | TRUE
99999 | State-Fuel Level Increment | State-Fuel Level Increment | 99999 | IN | Electric Utility | IC | LFG | MLG | 329083.24 | 2020 | biomass | TRUE
99999 | State-Fuel Level Increment | State-Fuel Level Increment | 99999 | IN | NAICS-22 Non-Cogen | IC | LFG | MLG | 2769.027 | 2020 | biomass | TRUE
99999 | State-Fuel Level Increment | State-Fuel Level Increment | 99999 | KS | NAICS-22 Non-Cogen | IC | LFG | MLG | 63641.215 | 2020 | biomass | TRUE
99999 | State-Fuel Level Increment | State-Fuel Level Increment | 99999 | KY | Electric Utility | IC | LFG | MLG | 89082.725 | 2020 | biomass | TRUE
99999 | State-Fuel Level Increment | State-Fuel Level Increment | 99999 | KY | NAICS-22 Non-Cogen | IC | LFG | MLG | 1697.63 | 2020 | biomass | TRUE
99999 | State-Fuel Level Increment | State-Fuel Level Increment | 99999 | MA | NAICS-22 Non-Cogen | IC | LFG | MLG | 127633 | 2020 | biomass | TRUE
99999 | State-Fuel Level Increment | State-Fuel Level Increment | 99999 | MD | NAICS-22 Non-Cogen | IC | LFG | MLG | 57906.901 | 2020 | biomass | TRUE
99999 | State-Fuel Level Increment | State-Fuel Level Increment | 99999 | MD | Commercial NAICS Non-Cogen | IC | LFG | MLG | 6486.723 | 2020 | biomass | FALSE
99999 | State-Fuel Level Increment | State-Fuel Level Increment | 99999 | ME | NAICS-22 Non-Cogen | IC | LFG | MLG | 30757.124 | 2020 | biomass | TRUE
99999 | State-Fuel Level Increment | State-Fuel Level Increment | 99999 | MI | NAICS-22 Non-Cogen | IC | LFG | MLG | 521906.14 | 2020 | biomass | TRUE
99999 | State-Fuel Level Increment | State-Fuel Level Increment | 99999 | MN | Electric Utility | IC | LFG | MLG | 26551.041 | 2020 | biomass | TRUE
99999 | State-Fuel Level Increment | State-Fuel Level Increment | 99999 | MN | NAICS-22 Non-Cogen | IC | LFG | MLG | 46083.168 | 2020 | biomass | TRUE
99999 | State-Fuel Level Increment | State-Fuel Level Increment | 99999 | MO | Electric Utility | IC | LFG | MLG | 24788.409 | 2020 | biomass | TRUE
99999 | State-Fuel Level Increment | State-Fuel Level Increment | 99999 | MO | NAICS-22 Non-Cogen | IC | LFG | MLG | 43636.323 | 2020 | biomass | TRUE
99999 | State-Fuel Level Increment | State-Fuel Level Increment | 99999 | MS | NAICS-22 Non-Cogen | IC | LFG | MLG | 13112.289 | 2020 | biomass | TRUE
99999 | State-Fuel Level Increment | State-Fuel Level Increment | 99999 | NC | NAICS-22 Non-Cogen | IC | LFG | MLG | 256276.31 | 2020 | biomass | TRUE
99999 | State-Fuel Level Increment | State-Fuel Level Increment | 99999 | NC | NAICS-22 Cogen | IC | LFG | MLG | 39399.289 | 2020 | biomass | TRUE
99999 | State-Fuel Level Increment | State-Fuel Level Increment | 99999 | NC | Commercial NAICS Non-Cogen | IC | LFG | MLG | 0 | 2020 | biomass | FALSE
99999 | State-Fuel Level Increment | State-Fuel Level Increment | 99999 | NE | Electric Utility | IC | LFG | MLG | 44902.45 | 2020 | biomass | TRUE
99999 | State-Fuel Level Increment | State-Fuel Level Increment | 99999 | NH | NAICS-22 Non-Cogen | IC | LFG | MLG | 22589.518 | 2020 | biomass | TRUE
99999 | State-Fuel Level Increment | State-Fuel Level Increment | 99999 | NJ | NAICS-22 Non-Cogen | IC | LFG | MLG | 89239.384 | 2020 | biomass | TRUE
99999 | State-Fuel Level Increment | State-Fuel Level Increment | 99999 | NJ | Commercial NAICS Non-Cogen | IC | LFG | MLG | 8946.377 | 2020 | biomass | FALSE
99999 | State-Fuel Level Increment | State-Fuel Level Increment | 99999 | NM | NAICS-22 Non-Cogen | IC | LFG | MLG | 16365.624 | 2020 | biomass | TRUE
99999 | State-Fuel Level Increment | State-Fuel Level Increment | 99999 | NV | NAICS-22 Non-Cogen | IC | LFG | MLG | 24078.303 | 2020 | biomass | TRUE
99999 | State-Fuel Level Increment | State-Fuel Level Increment | 99999 | NY | NAICS-22 Non-Cogen | IC | LFG | MLG | 576173.7 | 2020 | biomass | TRUE
99999 | State-Fuel Level Increment | State-Fuel Level Increment | 99999 | NY | Commercial NAICS Cogen | IC | LFG | MLG | 0 | 2020 | biomass | FALSE
99999 | State-Fuel Level Increment | State-Fuel Level Increment | 99999 | OH | NAICS-22 Non-Cogen | IC | LFG | MLG | 130673.38 | 2020 | biomass | TRUE
99999 | State-Fuel Level Increment | State-Fuel Level Increment | 99999 | OK | NAICS-22 Non-Cogen | IC | LFG | MLG | 20553.4 | 2020 | biomass | TRUE
99999 | State-Fuel Level Increment | State-Fuel Level Increment | 99999 | OR | Electric Utility | IC | LFG | MLG | 63525.754 | 2020 | biomass | TRUE
99999 | State-Fuel Level Increment | State-Fuel Level Increment | 99999 | OR | NAICS-22 Non-Cogen | IC | LFG | MLG | 61785.926 | 2020 | biomass | TRUE
99999 | State-Fuel Level Increment | State-Fuel Level Increment | 99999 | OR | Commercial NAICS Non-Cogen | IC | LFG | MLG | 14271.509 | 2020 | biomass | FALSE
99999 | State-Fuel Level Increment | State-Fuel Level Increment | 99999 | PA | NAICS-22 Non-Cogen | IC | LFG | MLG | 436238.53 | 2020 | biomass | TRUE
99999 | State-Fuel Level Increment | State-Fuel Level Increment | 99999 | PA | NAICS-22 Cogen | IC | LFG | MLG | 11013.546 | 2020 | biomass | TRUE
99999 | State-Fuel Level Increment | State-Fuel Level Increment | 99999 | PA | Commercial NAICS Non-Cogen | IC | LFG | MLG | 22019.143 | 2020 | biomass | FALSE
99999 | State-Fuel Level Increment | State-Fuel Level Increment | 99999 | SC | Electric Utility | IC | LFG | MLG | 62419.815 | 2020 | biomass | TRUE
99999 | State-Fuel Level Increment | State-Fuel Level Increment | 99999 | SC | NAICS-22 Non-Cogen | IC | LFG | MLG | 8234.898 | 2020 | biomass | TRUE
99999 | State-Fuel Level Increment | State-Fuel Level Increment | 99999 | TN | NAICS-22 Non-Cogen | IC | LFG | MLG | 79707.208 | 2020 | biomass | TRUE
99999 | State-Fuel Level Increment | State-Fuel Level Increment | 99999 | TX | NAICS-22 Non-Cogen | IC | LFG | MLG | 320492.27 | 2020 | biomass | TRUE
99999 | State-Fuel Level Increment | State-Fuel Level Increment | 99999 | UT | NAICS-22 Non-Cogen | IC | LFG | MLG | 64176.582 | 2020 | biomass | TRUE
99999 | State-Fuel Level Increment | State-Fuel Level Increment | 99999 | VA | NAICS-22 Non-Cogen | IC | LFG | MLG | 523411.67 | 2020 | biomass | TRUE
99999 | State-Fuel Level Increment | State-Fuel Level Increment | 99999 | VA | Commercial NAICS Non-Cogen | IC | LFG | MLG | 9533.232 | 2020 | biomass | FALSE
99999 | State-Fuel Level Increment | State-Fuel Level Increment | 99999 | VT | Electric Utility | IC | LFG | MLG | 57517.85 | 2020 | biomass | TRUE
99999 | State-Fuel Level Increment | State-Fuel Level Increment | 99999 | VT | NAICS-22 Non-Cogen | IC | LFG | MLG | 11121.619 | 2020 | biomass | TRUE
99999 | State-Fuel Level Increment | State-Fuel Level Increment | 99999 | WA | NAICS-22 Non-Cogen | IC | LFG | MLG | 52945.499 | 2020 | biomass | TRUE
99999 | State-Fuel Level Increment | State-Fuel Level Increment | 99999 | WI | NAICS-22 Non-Cogen | IC | LFG | MLG | 193793.27 | 2020 | biomass | TRUE
99999 | State-Fuel Level Increment | State-Fuel Level Increment | 99999 | WI | NAICS-22 Cogen | IC | LFG | MLG | 65347.849 | 2020 | biomass | TRUE
99999 | State-Fuel Level Increment | State-Fuel Level Increment | 99999 | WV | NAICS-22 Non-Cogen | IC | LFG | MLG | 0 | 2020 | biomass | TRUE
99999 | State-Fuel Level Increment | State-Fuel Level Increment | 99999 | AK | Electric Utility | IC | NG | NG | 668268.2 | 2020 | natural gas peaker | TRUE
99999 | State-Fuel Level Increment | State-Fuel Level Increment | 99999 | AL | NAICS-22 Non-Cogen | IC | NG | NG | 0 | 2020 | natural gas peaker | TRUE
99999 | State-Fuel Level Increment | State-Fuel Level Increment | 99999 | AR | Electric Utility | IC | NG | NG | 2011.584 | 2020 | natural gas peaker | TRUE
99999 | State-Fuel Level Increment | State-Fuel Level Increment | 99999 | AZ | Commercial NAICS Non-Cogen | IC | NG | NG | 340.444 | 2020 | natural gas peaker | FALSE
99999 | State-Fuel Level Increment | State-Fuel Level Increment | 99999 | CA | Electric Utility | IC | NG | NG | 4152.908 | 2020 | natural gas peaker | TRUE
99999 | State-Fuel Level Increment | State-Fuel Level Increment | 99999 | CA | Electric Utility | IC | NG | NG | 36954.874 | 2020 | natural gas peaker | TRUE
99999 | State-Fuel Level Increment | State-Fuel Level Increment | 99999 | CA | NAICS-22 Non-Cogen | IC | NG | NG | 47554.086 | 2020 | natural gas peaker | TRUE
99999 | State-Fuel Level Increment | State-Fuel Level Increment | 99999 | CA | NAICS-22 Cogen | IC | NG | NG | 64605.201 | 2020 | natural gas peaker | TRUE
99999 | State-Fuel Level Increment | State-Fuel Level Increment | 99999 | CA | Commercial NAICS Cogen | IC | NG | NG | 47812.459 | 2020 | natural gas peaker | FALSE
99999 | State-Fuel Level Increment | State-Fuel Level Increment | 99999 | CA | Industrial NAICS Cogen | IC | NG | NG | 42327.583 | 2020 | natural gas peaker | FALSE
99999 | State-Fuel Level Increment | State-Fuel Level Increment | 99999 | CO | Electric Utility | IC | NG | NG | 0 | 2020 | natural gas peaker | TRUE
99999 | State-Fuel Level Increment | State-Fuel Level Increment | 99999 | CO | NAICS-22 Non-Cogen | IC | NG | NG | 71042.338 | 2020 | natural gas peaker | TRUE
99999 | State-Fuel Level Increment | State-Fuel Level Increment | 99999 | CT | Commercial NAICS Non-Cogen | IC | NG | NG | 0 | 2020 | natural gas peaker | FALSE
99999 | State-Fuel Level Increment | State-Fuel Level Increment | 99999 | CT | Commercial NAICS Cogen | IC | NG | NG | 37675.561 | 2020 | natural gas peaker | FALSE
99999 | State-Fuel Level Increment | State-Fuel Level Increment | 99999 | FL | Electric Utility | IC | NG | NG | 19215.656 | 2020 | natural gas peaker | TRUE
99999 | State-Fuel Level Increment | State-Fuel Level Increment | 99999 | FL | Electric Utility | IC | NG | NG | 42517.882 | 2020 | natural gas peaker | TRUE
99999 | State-Fuel Level Increment | State-Fuel Level Increment | 99999 | GA | NAICS-22 Non-Cogen | IC | NG | NG | 8531.988 | 2020 | natural gas peaker | TRUE
99999 | State-Fuel Level Increment | State-Fuel Level Increment | 99999 | GA | NAICS-22 Cogen | IC | NG | NG | 151.616 | 2020 | natural gas peaker | TRUE
99999 | State-Fuel Level Increment | State-Fuel Level Increment | 99999 | GA | Commercial NAICS Non-Cogen | IC | NG | NG | 0 | 2020 | natural gas peaker | FALSE
99999 | State-Fuel Level Increment | State-Fuel Level Increment | 99999 | IA | Electric Utility | IC | NG | NG | 19800.723 | 2020 | natural gas peaker | TRUE
99999 | State-Fuel Level Increment | State-Fuel Level Increment | 99999 | IA | NAICS-22 Non-Cogen | IC | NG | NG | 314.097 | 2020 | natural gas peaker | TRUE
99999 | State-Fuel Level Increment | State-Fuel Level Increment | 99999 | IA | Commercial NAICS Cogen | IC | NG | NG | 8277.106 | 2020 | natural gas peaker | FALSE
99999 | State-Fuel Level Increment | State-Fuel Level Increment | 99999 | IL | Electric Utility | IC | NG | NG | 13081.115 | 2020 | natural gas peaker | TRUE
99999 | State-Fuel Level Increment | State-Fuel Level Increment | 99999 | IL | NAICS-22 Non-Cogen | IC | NG | NG | 20083.349 | 2020 | natural gas peaker | TRUE
99999 | State-Fuel Level Increment | State-Fuel Level Increment | 99999 | IL | NAICS-22 Cogen | IC | NG | NG | 639.435 | 2020 | natural gas peaker | TRUE
99999 | State-Fuel Level Increment | State-Fuel Level Increment | 99999 | IL | Commercial NAICS Non-Cogen | IC | NG | NG | 219.305 | 2020 | natural gas peaker | FALSE
99999 | State-Fuel Level Increment | State-Fuel Level Increment | 99999 | IL | Commercial NAICS Cogen | IC | NG | NG | 612.482 | 2020 | natural gas peaker | FALSE
99999 | State-Fuel Level Increment | State-Fuel Level Increment | 99999 | IL | Industrial NAICS Non-Cogen | IC | NG | NG | 346.117 | 2020 | natural gas peaker | FALSE
99999 | State-Fuel Level Increment | State-Fuel Level Increment | 99999 | IN | Electric Utility | IC | NG | NG | 7767.051 | 2020 | natural gas peaker | TRUE
99999 | State-Fuel Level Increment | State-Fuel Level Increment | 99999 | IN | Industrial NAICS Non-Cogen | IC | NG | NG | 12530.985 | 2020 | natural gas peaker | FALSE
99999 | State-Fuel Level Increment | State-Fuel Level Increment | 99999 | KS | Electric Utility | IC | NG | NG | 209257.48 | 2020 | natural gas peaker | TRUE
99999 | State-Fuel Level Increment | State-Fuel Level Increment | 99999 | KS | Electric Utility | IC | NG | NG | 198 | 2020 | natural gas peaker | TRUE
99999 | State-Fuel Level Increment | State-Fuel Level Increment | 99999 | LA | Electric Utility | IC | NG | NG | 48877.455 | 2020 | natural gas peaker | TRUE
99999 | State-Fuel Level Increment | State-Fuel Level Increment | 99999 | LA | Industrial NAICS Non-Cogen | IC | NG | NG | 8840.891 | 2020 | natural gas peaker | FALSE
99999 | State-Fuel Level Increment | State-Fuel Level Increment | 99999 | MA | Electric Utility | IC | NG | NG | 4800.61 | 2020 | natural gas peaker | TRUE
99999 | State-Fuel Level Increment | State-Fuel Level Increment | 99999 | MA | Commercial NAICS Cogen | IC | NG | NG | 34842.215 | 2020 | natural gas peaker | FALSE
99999 | State-Fuel Level Increment | State-Fuel Level Increment | 99999 | MD | Commercial NAICS Cogen | IC | NG | NG | 0 | 2020 | natural gas peaker | FALSE
99999 | State-Fuel Level Increment | State-Fuel Level Increment | 99999 | MI | Electric Utility | IC | NG | NG | 172991.75 | 2020 | natural gas peaker | TRUE
99999 | State-Fuel Level Increment | State-Fuel Level Increment | 99999 | MI | NAICS-22 Cogen | IC | NG | NG | 0 | 2020 | natural gas peaker | TRUE
99999 | State-Fuel Level Increment | State-Fuel Level Increment | 99999 | MI | Commercial NAICS Non-Cogen | IC | NG | NG | 0 | 2020 | natural gas peaker | FALSE
99999 | State-Fuel Level Increment | State-Fuel Level Increment | 99999 | MI | Commercial NAICS Cogen | IC | NG | NG | 683.964 | 2020 | natural gas peaker | FALSE
99999 | State-Fuel Level Increment | State-Fuel Level Increment | 99999 | MI | Industrial NAICS Cogen | IC | NG | NG | 8294.456 | 2020 | natural gas peaker | FALSE
99999 | State-Fuel Level Increment | State-Fuel Level Increment | 99999 | MN | Electric Utility | IC | NG | NG | 121574.22 | 2020 | natural gas peaker | TRUE
99999 | State-Fuel Level Increment | State-Fuel Level Increment | 99999 | MN | Electric Utility | IC | NG | NG | 27140.526 | 2020 | natural gas peaker | TRUE
99999 | State-Fuel Level Increment | State-Fuel Level Increment | 99999 | MN | Commercial NAICS Non-Cogen | IC | NG | NG | 0 | 2020 | natural gas peaker | FALSE
99999 | State-Fuel Level Increment | State-Fuel Level Increment | 99999 | MN | Commercial NAICS Cogen | IC | NG | NG | 290.888 | 2020 | natural gas peaker | FALSE
99999 | State-Fuel Level Increment | State-Fuel Level Increment | 99999 | MO | Electric Utility | IC | NG | NG | 23278.126 | 2020 | natural gas peaker | TRUE
99999 | State-Fuel Level Increment | State-Fuel Level Increment | 99999 | MS | Electric Utility | IC | NG | NG | 0 | 2020 | natural gas peaker | TRUE
99999 | State-Fuel Level Increment | State-Fuel Level Increment | 99999 | ND | Electric Utility | IC | NG | NG | 221767.98 | 2020 | natural gas peaker | TRUE
99999 | State-Fuel Level Increment | State-Fuel Level Increment | 99999 | NE | Electric Utility | IC | NG | NG | 39163.262 | 2020 | natural gas peaker | TRUE
99999 | State-Fuel Level Increment | State-Fuel Level Increment | 99999 | NJ | NAICS-22 Non-Cogen | IC | NG | NG | 20248.469 | 2020 | natural gas peaker | TRUE
99999 | State-Fuel Level Increment | State-Fuel Level Increment | 99999 | NJ | NAICS-22 Cogen | IC | NG | NG | 23349.785 | 2020 | natural gas peaker | TRUE
99999 | State-Fuel Level Increment | State-Fuel Level Increment | 99999 | NJ | Commercial NAICS Cogen | IC | NG | NG | 51728.248 | 2020 | natural gas peaker | FALSE
99999 | State-Fuel Level Increment | State-Fuel Level Increment | 99999 | NM | Electric Utility | IC | NG | NG | 59515.567 | 2020 | natural gas peaker | TRUE
99999 | State-Fuel Level Increment | State-Fuel Level Increment | 99999 | NY | Electric Utility | IC | NG | NG | 4382.116 | 2020 | natural gas peaker | TRUE
99999 | State-Fuel Level Increment | State-Fuel Level Increment | 99999 | NY | NAICS-22 Non-Cogen | IC | NG | NG | 0 | 2020 | natural gas peaker | TRUE
99999 | State-Fuel Level Increment | State-Fuel Level Increment | 99999 | NY | NAICS-22 Cogen | IC | NG | NG | 24918.129 | 2020 | natural gas peaker | TRUE
99999 | State-Fuel Level Increment | State-Fuel Level Increment | 99999 | NY | Commercial NAICS Non-Cogen | IC | NG | NG | 271.45 | 2020 | natural gas peaker | FALSE
99999 | State-Fuel Level Increment | State-Fuel Level Increment | 99999 | NY | Commercial NAICS Cogen | IC | NG | NG | 97817.131 | 2020 | natural gas peaker | FALSE
99999 | State-Fuel Level Increment | State-Fuel Level Increment | 99999 | OH | Electric Utility | IC | NG | NG | 5729.999 | 2020 | natural gas peaker | TRUE
99999 | State-Fuel Level Increment | State-Fuel Level Increment | 99999 | OH | NAICS-22 Non-Cogen | IC | NG | NG | 0 | 2020 | natural gas peaker | TRUE
99999 | State-Fuel Level Increment | State-Fuel Level Increment | 99999 | OK | Electric Utility | IC | NG | NG | 37241.017 | 2020 | natural gas peaker | TRUE
99999 | State-Fuel Level Increment | State-Fuel Level Increment | 99999 | OR | Electric Utility | IC | NG | NG | 364110.69 | 2020 | natural gas peaker | TRUE
99999 | State-Fuel Level Increment | State-Fuel Level Increment | 99999 | OR | NAICS-22 Cogen | IC | NG | NG | 16473.787 | 2020 | natural gas peaker | TRUE
99999 | State-Fuel Level Increment | State-Fuel Level Increment | 99999 | OR | Commercial NAICS Non-Cogen | IC | NG | NG | 0 | 2020 | natural gas peaker | FALSE
99999 | State-Fuel Level Increment | State-Fuel Level Increment | 99999 | PA | NAICS-22 Non-Cogen | IC | NG | NG | 213976.31 | 2020 | natural gas peaker | TRUE
99999 | State-Fuel Level Increment | State-Fuel Level Increment | 99999 | PA | NAICS-22 Cogen | IC | NG | NG | 1248.446 | 2020 | natural gas peaker | TRUE
99999 | State-Fuel Level Increment | State-Fuel Level Increment | 99999 | PA | Commercial NAICS Cogen | IC | NG | NG | 8585.333 | 2020 | natural gas peaker | FALSE
99999 | State-Fuel Level Increment | State-Fuel Level Increment | 99999 | PA | Industrial NAICS Cogen | IC | NG | NG | 2574.402 | 2020 | natural gas peaker | FALSE
99999 | State-Fuel Level Increment | State-Fuel Level Increment | 99999 | RI | Industrial NAICS Cogen | IC | NG | NG | 88470.382 | 2020 | natural gas peaker | FALSE
99999 | State-Fuel Level Increment | State-Fuel Level Increment | 99999 | SC | Commercial NAICS Non-Cogen | IC | NG | NG | 0 | 2020 | natural gas peaker | FALSE
99999 | State-Fuel Level Increment | State-Fuel Level Increment | 99999 | SD | Electric Utility | IC | NG | NG | 0 | 2020 | natural gas peaker | TRUE
99999 | State-Fuel Level Increment | State-Fuel Level Increment | 99999 | TX | Electric Utility | IC | NG | NG | 737205.68 | 2020 | natural gas peaker | TRUE
99999 | State-Fuel Level Increment | State-Fuel Level Increment | 99999 | TX | NAICS-22 Non-Cogen | IC | NG | NG | 22959.908 | 2020 | natural gas peaker | TRUE
99999 | State-Fuel Level Increment | State-Fuel Level Increment | 99999 | TX | Industrial NAICS Non-Cogen | IC | NG | NG | 89363.767 | 2020 | natural gas peaker | FALSE
99999 | State-Fuel Level Increment | State-Fuel Level Increment | 99999 | UT | Electric Utility | IC | NG | NG | 42400.387 | 2020 | natural gas peaker | TRUE
99999 | State-Fuel Level Increment | State-Fuel Level Increment | 99999 | UT | Electric Utility | IC | NG | NG | 13326.527 | 2020 | natural gas peaker | TRUE
99999 | State-Fuel Level Increment | State-Fuel Level Increment | 99999 | UT | Commercial NAICS Cogen | IC | NG | NG | 379.762 | 2020 | natural gas peaker | FALSE
99999 | State-Fuel Level Increment | State-Fuel Level Increment | 99999 | VA | NAICS-22 Non-Cogen | IC | NG | NG | 0 | 2020 | natural gas peaker | TRUE
99999 | State-Fuel Level Increment | State-Fuel Level Increment | 99999 | VA | Industrial NAICS Cogen | IC | NG | NG | 2338.113 | 2020 | natural gas peaker | FALSE
99999 | State-Fuel Level Increment | State-Fuel Level Increment | 99999 | WA | Electric Utility | IC | NG | NG | 62125.828 | 2020 | natural gas peaker | TRUE
99999 | State-Fuel Level Increment | State-Fuel Level Increment | 99999 | WA | Commercial NAICS Cogen | IC | NG | NG | 0 | 2020 | natural gas peaker | FALSE
99999 | State-Fuel Level Increment | State-Fuel Level Increment | 99999 | WI | Electric Utility | IC | NG | NG | 4428.296 | 2020 | natural gas peaker | TRUE
99999 | State-Fuel Level Increment | State-Fuel Level Increment | 99999 | WI | NAICS-22 Cogen | IC | NG | NG | 0 | 2020 | natural gas peaker | TRUE
99999 | State-Fuel Level Increment | State-Fuel Level Increment | 99999 | WI | Commercial NAICS Non-Cogen | IC | NG | NG | 0 | 2020 | natural gas peaker | FALSE
99999 | State-Fuel Level Increment | State-Fuel Level Increment | 99999 | WI | Commercial NAICS Cogen | IC | NG | NG | 7290.289 | 2020 | natural gas peaker | FALSE
99999 | State-Fuel Level Increment | State-Fuel Level Increment | 99999 | CA | Electric Utility | IC | OBG | ORW | 3062.237 | 2020 | biomass | TRUE
99999 | State-Fuel Level Increment | State-Fuel Level Increment | 99999 | CA | NAICS-22 Non-Cogen | IC | OBG | ORW | 39856.475 | 2020 | biomass | TRUE
99999 | State-Fuel Level Increment | State-Fuel Level Increment | 99999 | CA | NAICS-22 Cogen | IC | OBG | ORW | 23464.085 | 2020 | biomass | TRUE
99999 | State-Fuel Level Increment | State-Fuel Level Increment | 99999 | CA | Commercial NAICS Non-Cogen | IC | OBG | ORW | 2259.835 | 2020 | biomass | FALSE
99999 | State-Fuel Level Increment | State-Fuel Level Increment | 99999 | CA | Commercial NAICS Cogen | IC | OBG | ORW | 112516.4 | 2020 | biomass | FALSE
99999 | State-Fuel Level Increment | State-Fuel Level Increment | 99999 | FL | Commercial NAICS Cogen | IC | OBG | ORW | 22091.104 | 2020 | biomass | FALSE
99999 | State-Fuel Level Increment | State-Fuel Level Increment | 99999 | GA | NAICS-22 Cogen | IC | OBG | ORW | 7022.671 | 2020 | biomass | TRUE
99999 | State-Fuel Level Increment | State-Fuel Level Increment | 99999 | IA | Commercial NAICS Cogen | IC | OBG | ORW | 15643.832 | 2020 | biomass | FALSE
99999 | State-Fuel Level Increment | State-Fuel Level Increment | 99999 | ID | NAICS-22 Non-Cogen | IC | OBG | ORW | 17894.892 | 2020 | biomass | TRUE
99999 | State-Fuel Level Increment | State-Fuel Level Increment | 99999 | ID | NAICS-22 Cogen | IC | OBG | ORW | 22039.486 | 2020 | biomass | TRUE
99999 | State-Fuel Level Increment | State-Fuel Level Increment | 99999 | ID | Industrial NAICS Cogen | IC | OBG | ORW | 10873.127 | 2020 | biomass | FALSE
99999 | State-Fuel Level Increment | State-Fuel Level Increment | 99999 | IN | Industrial NAICS Non-Cogen | IC | OBG | ORW | 24246.962 | 2020 | biomass | FALSE
99999 | State-Fuel Level Increment | State-Fuel Level Increment | 99999 | IN | Industrial NAICS Cogen | IC | OBG | ORW | 38763.481 | 2020 | biomass | FALSE
99999 | State-Fuel Level Increment | State-Fuel Level Increment | 99999 | MD | NAICS-22 Non-Cogen | IC | OBG | ORW | 1582.641 | 2020 | biomass | TRUE
99999 | State-Fuel Level Increment | State-Fuel Level Increment | 99999 | MI | NAICS-22 Non-Cogen | IC | OBG | ORW | 12781.59 | 2020 | biomass | TRUE
99999 | State-Fuel Level Increment | State-Fuel Level Increment | 99999 | MI | NAICS-22 Cogen | IC | OBG | ORW | 4589.114 | 2020 | biomass | TRUE
99999 | State-Fuel Level Increment | State-Fuel Level Increment | 99999 | MN | NAICS-22 Cogen | IC | OBG | ORW | 14354.286 | 2020 | biomass | TRUE
99999 | State-Fuel Level Increment | State-Fuel Level Increment | 99999 | MN | Commercial NAICS Cogen | IC | OBG | ORW | 2231.53 | 2020 | biomass | FALSE
99999 | State-Fuel Level Increment | State-Fuel Level Increment | 99999 | NC | NAICS-22 Non-Cogen | IC | OBG | ORW | 1772.44 | 2020 | biomass | TRUE
99999 | State-Fuel Level Increment | State-Fuel Level Increment | 99999 | NY | Commercial NAICS Non-Cogen | IC | OBG | ORW | 538.466 | 2020 | biomass | FALSE
99999 | State-Fuel Level Increment | State-Fuel Level Increment | 99999 | OH | Electric Utility | IC | OBG | ORW | 0 | 2020 | biomass | TRUE
99999 | State-Fuel Level Increment | State-Fuel Level Increment | 99999 | OH | NAICS-22 Non-Cogen | IC | OBG | ORW | 0 | 2020 | biomass | TRUE
99999 | State-Fuel Level Increment | State-Fuel Level Increment | 99999 | OH | Industrial NAICS Non-Cogen | IC | OBG | ORW | 10201.741 | 2020 | biomass | FALSE
99999 | State-Fuel Level Increment | State-Fuel Level Increment | 99999 | OR | Electric Utility | IC | OBG | ORW | 0 | 2020 | biomass | TRUE
99999 | State-Fuel Level Increment | State-Fuel Level Increment | 99999 | OR | NAICS-22 Cogen | IC | OBG | ORW | 17501.476 | 2020 | biomass | TRUE
99999 | State-Fuel Level Increment | State-Fuel Level Increment | 99999 | RI | NAICS-22 Non-Cogen | IC | OBG | ORW | 0 | 2020 | biomass | TRUE
99999 | State-Fuel Level Increment | State-Fuel Level Increment | 99999 | UT | NAICS-22 Non-Cogen | IC | OBG | ORW | 67.414 | 2020 | biomass | TRUE
99999 | State-Fuel Level Increment | State-Fuel Level Increment | 99999 | WA | Commercial NAICS Cogen | IC | OBG | ORW | 16468.795 | 2020 | biomass | FALSE
99999 | State-Fuel Level Increment | State-Fuel Level Increment | 99999 | WI | NAICS-22 Non-Cogen | IC | OBG | ORW | 16339.85 | 2020 | biomass | TRUE
99999 | State-Fuel Level Increment | State-Fuel Level Increment | 99999 | WI | NAICS-22 Cogen | IC | OBG | ORW | 25238.502 | 2020 | biomass | TRUE
99999 | State-Fuel Level Increment | State-Fuel Level Increment | 99999 | WI | Commercial NAICS Cogen | IC | OBG | ORW | 18633.657 | 2020 | biomass | FALSE
99999 | State-Fuel Level Increment | State-Fuel Level Increment | 99999 | WI | Industrial NAICS Non-Cogen | IC | OBG | ORW | 3909.719 | 2020 | biomass | FALSE
99999 | State-Fuel Level Increment | State-Fuel Level Increment | 99999 | WI | Industrial NAICS Cogen | IC | OBG | ORW | 4669.607 | 2020 | biomass | FALSE
99999 | State-Fuel Level Increment | State-Fuel Level Increment | 99999 | AK | Industrial NAICS Non-Cogen | IC | OBL | ORW | 559.117 | 2020 | biomass | FALSE
99999 | State-Fuel Level Increment | State-Fuel Level Increment | 99999 | HI | Electric Utility | IC | OBL | ORW | 152.747 | 2020 | biomass | TRUE
99999 | State-Fuel Level Increment | State-Fuel Level Increment | 99999 | TN | Electric Utility | IC | OBL | ORW | 0 | 2020 | biomass | TRUE
99999 | State-Fuel Level Increment | State-Fuel Level Increment | 99999 | UT | Commercial NAICS Cogen | IC | PG | WOO | 0 | 2020 | other | FALSE
99999 | State-Fuel Level Increment | State-Fuel Level Increment | 99999 | CT | Electric Utility | IC | RFO | RFO | 0 | 2020 | petroleum | TRUE
99999 | State-Fuel Level Increment | State-Fuel Level Increment | 99999 | IL | Commercial NAICS Non-Cogen | IC | RFO | RFO | 0 | 2020 | petroleum | FALSE
99999 | State-Fuel Level Increment | State-Fuel Level Increment | 99999 | KS | Electric Utility | IC | RFO | RFO | 0 | 2020 | petroleum | TRUE
99999 | State-Fuel Level Increment | State-Fuel Level Increment | 99999 | MA | Commercial NAICS Cogen | IC | RFO | RFO | 0 | 2020 | petroleum | FALSE
99999 | State-Fuel Level Increment | State-Fuel Level Increment | 99999 | ME | NAICS-22 Non-Cogen | IC | RFO | RFO | 0 | 2020 | petroleum | TRUE
99999 | State-Fuel Level Increment | State-Fuel Level Increment | 99999 | MI | Electric Utility | IC | RFO | RFO | 0 | 2020 | petroleum | TRUE
99999 | State-Fuel Level Increment | State-Fuel Level Increment | 99999 | NC | Industrial NAICS Cogen | IC | RFO | RFO | 0 | 2020 | petroleum | FALSE
99999 | State-Fuel Level Increment | State-Fuel Level Increment | 99999 | NH | Commercial NAICS Cogen | IC | RFO | RFO | 0 | 2020 | petroleum | FALSE
99999 | State-Fuel Level Increment | State-Fuel Level Increment | 99999 | MD | Commercial NAICS Non-Cogen | IC | WO | WOO | 0 | 2020 | petroleum | FALSE
99999 | State-Fuel Level Increment | State-Fuel Level Increment | 99999 | PA | NAICS-22 Non-Cogen | IC | WO | WOO | 0 | 2020 | petroleum | TRUE
99999 | State-Fuel Level Increment | State-Fuel Level Increment | 99999 | VA | NAICS-22 Non-Cogen | IC | WO | WOO | 0 | 2020 | petroleum | TRUE
99999 | State-Fuel Level Increment | State-Fuel Level Increment | 99999 | LA | Industrial NAICS Cogen | OT | NG | NG | 0 | 2020 | other | FALSE
99999 | State-Fuel Level Increment | State-Fuel Level Increment | 99999 | LA | Industrial NAICS Non-Cogen | OT | OTH | OTH | 0 | 2020 | other | FALSE
99999 | State-Fuel Level Increment | State-Fuel Level Increment | 99999 | LA | Industrial NAICS Cogen | OT | OTH | OTH | 0 | 2020 | other | FALSE
99999 | State-Fuel Level Increment | State-Fuel Level Increment | 99999 | ME | NAICS-22 Non-Cogen | OT | WDS | WWW | 61058.979 | 2020 | biomass | TRUE
99999 | State-Fuel Level Increment | State-Fuel Level Increment | 99999 | LA | Electric Utility | OT | WH | OTH | 0 | 2020 | other | TRUE
99999 | State-Fuel Level Increment | State-Fuel Level Increment | 99999 | AL | Electric Utility | PV | SUN | SUN | 26863.184 | 2020 | solar PV | TRUE
99999 | State-Fuel Level Increment | State-Fuel Level Increment | 99999 | AL | NAICS-22 Non-Cogen | PV | SUN | SUN | 64680.135 | 2020 | solar PV | TRUE
99999 | State-Fuel Level Increment | State-Fuel Level Increment | 99999 | AR | Electric Utility | PV | SUN | SUN | 1684.875 | 2020 | solar PV | TRUE
99999 | State-Fuel Level Increment | State-Fuel Level Increment | 99999 | AR | NAICS-22 Non-Cogen | PV | SUN | SUN | 15313.943 | 2020 | solar PV | TRUE
99999 | State-Fuel Level Increment | State-Fuel Level Increment | 99999 | AZ | Electric Utility | PV | SUN | SUN | 597510.32 | 2020 | solar PV | TRUE
99999 | State-Fuel Level Increment | State-Fuel Level Increment | 99999 | AZ | NAICS-22 Non-Cogen | PV | SUN | SUN | 1867731.8 | 2020 | solar PV | TRUE
99999 | State-Fuel Level Increment | State-Fuel Level Increment | 99999 | AZ | Commercial NAICS Non-Cogen | PV | SUN | SUN | 14942.256 | 2020 | solar PV | FALSE
99999 | State-Fuel Level Increment | State-Fuel Level Increment | 99999 | CA | Electric Utility | PV | SUN | SUN | 503705.73 | 2020 | solar PV | TRUE
99999 | State-Fuel Level Increment | State-Fuel Level Increment | 99999 | CA | NAICS-22 Non-Cogen | PV | SUN | SUN | 16341597 | 2020 | solar PV | TRUE
99999 | State-Fuel Level Increment | State-Fuel Level Increment | 99999 | CA | NAICS-22 Cogen | PV | SUN | SUN | 6936.139 | 2020 | solar PV | TRUE
99999 | State-Fuel Level Increment | State-Fuel Level Increment | 99999 | CA | Commercial NAICS Non-Cogen | PV | SUN | SUN | 162328.64 | 2020 | solar PV | FALSE
99999 | State-Fuel Level Increment | State-Fuel Level Increment | 99999 | CA | Industrial NAICS Non-Cogen | PV | SUN | SUN | 60306.211 | 2020 | solar PV | FALSE
99999 | State-Fuel Level Increment | State-Fuel Level Increment | 99999 | CA | Industrial NAICS Cogen | PV | SUN | SUN | 2848.352 | 2020 | solar PV | FALSE
99999 | State-Fuel Level Increment | State-Fuel Level Increment | 99999 | CO | Electric Utility | PV | SUN | SUN | 8724.511 | 2020 | solar PV | TRUE
99999 | State-Fuel Level Increment | State-Fuel Level Increment | 99999 | CO | NAICS-22 Non-Cogen | PV | SUN | SUN | 661227.64 | 2020 | solar PV | TRUE
99999 | State-Fuel Level Increment | State-Fuel Level Increment | 99999 | CO | Commercial NAICS Non-Cogen | PV | SUN | SUN | 26968.959 | 2020 | solar PV | FALSE
99999 | State-Fuel Level Increment | State-Fuel Level Increment | 99999 | CT | NAICS-22 Non-Cogen | PV | SUN | SUN | 87951.813 | 2020 | solar PV | TRUE
99999 | State-Fuel Level Increment | State-Fuel Level Increment | 99999 | CT | Commercial NAICS Non-Cogen | PV | SUN | SUN | 5818.899 | 2020 | solar PV | FALSE
99999 | State-Fuel Level Increment | State-Fuel Level Increment | 99999 | CT | Industrial NAICS Cogen | PV | SUN | SUN | 114.351 | 2020 | solar PV | FALSE
99999 | State-Fuel Level Increment | State-Fuel Level Increment | 99999 | DC | NAICS-22 Non-Cogen | PV | SUN | SUN | 18198.684 | 2020 | solar PV | TRUE
99999 | State-Fuel Level Increment | State-Fuel Level Increment | 99999 | DE | Electric Utility | PV | SUN | SUN | 7057.327 | 2020 | solar PV | TRUE
99999 | State-Fuel Level Increment | State-Fuel Level Increment | 99999 | DE | NAICS-22 Non-Cogen | PV | SUN | SUN | 18286.94 | 2020 | solar PV | TRUE
99999 | State-Fuel Level Increment | State-Fuel Level Increment | 99999 | FL | Electric Utility | PV | SUN | SUN | 118432.85 | 2020 | solar PV | TRUE
99999 | State-Fuel Level Increment | State-Fuel Level Increment | 99999 | FL | NAICS-22 Non-Cogen | PV | SUN | SUN | 204037.1 | 2020 | solar PV | TRUE
99999 | State-Fuel Level Increment | State-Fuel Level Increment | 99999 | FL | Commercial NAICS Non-Cogen | PV | SUN | SUN | 8644.71 | 2020 | solar PV | FALSE
99999 | State-Fuel Level Increment | State-Fuel Level Increment | 99999 | FL | Industrial NAICS Non-Cogen | PV | SUN | SUN | 3471.778 | 2020 | solar PV | FALSE
99999 | State-Fuel Level Increment | State-Fuel Level Increment | 99999 | GA | Electric Utility | PV | SUN | SUN | 154553.9 | 2020 | solar PV | TRUE
99999 | State-Fuel Level Increment | State-Fuel Level Increment | 99999 | GA | NAICS-22 Non-Cogen | PV | SUN | SUN | 1460792.6 | 2020 | solar PV | TRUE
99999 | State-Fuel Level Increment | State-Fuel Level Increment | 99999 | GA | Commercial NAICS Non-Cogen | PV | SUN | SUN | 3454.196 | 2020 | solar PV | FALSE
99999 | State-Fuel Level Increment | State-Fuel Level Increment | 99999 | HI | Electric Utility | PV | SUN | SUN | 44308.738 | 2020 | solar PV | TRUE
99999 | State-Fuel Level Increment | State-Fuel Level Increment | 99999 | HI | NAICS-22 Non-Cogen | PV | SUN | SUN | 152363.44 | 2020 | solar PV | TRUE
99999 | State-Fuel Level Increment | State-Fuel Level Increment | 99999 | IA | Electric Utility | PV | SUN | SUN | 9525.939 | 2020 | solar PV | TRUE
99999 | State-Fuel Level Increment | State-Fuel Level Increment | 99999 | IA | NAICS-22 Non-Cogen | PV | SUN | SUN | 15222.496 | 2020 | solar PV | TRUE
99999 | State-Fuel Level Increment | State-Fuel Level Increment | 99999 | ID | NAICS-22 Non-Cogen | PV | SUN | SUN | 142588.14 | 2020 | solar PV | TRUE
99999 | State-Fuel Level Increment | State-Fuel Level Increment | 99999 | ID | Industrial NAICS Non-Cogen | PV | SUN | SUN | 4430.871 | 2020 | solar PV | FALSE
99999 | State-Fuel Level Increment | State-Fuel Level Increment | 99999 | IL | Electric Utility | PV | SUN | SUN | 199.161 | 2020 | solar PV | TRUE
99999 | State-Fuel Level Increment | State-Fuel Level Increment | 99999 | IL | NAICS-22 Non-Cogen | PV | SUN | SUN | 36287.866 | 2020 | solar PV | TRUE
99999 | State-Fuel Level Increment | State-Fuel Level Increment | 99999 | IL | Commercial NAICS Non-Cogen | PV | SUN | SUN | 3273.046 | 2020 | solar PV | FALSE
99999 | State-Fuel Level Increment | State-Fuel Level Increment | 99999 | IN | Electric Utility | PV | SUN | SUN | 215086.73 | 2020 | solar PV | TRUE
99999 | State-Fuel Level Increment | State-Fuel Level Increment | 99999 | IN | NAICS-22 Non-Cogen | PV | SUN | SUN | 157711.07 | 2020 | solar PV | TRUE
99999 | State-Fuel Level Increment | State-Fuel Level Increment | 99999 | IN | Commercial NAICS Non-Cogen | PV | SUN | SUN | 2265.351 | 2020 | solar PV | FALSE
99999 | State-Fuel Level Increment | State-Fuel Level Increment | 99999 | KS | Electric Utility | PV | SUN | SUN | 1929.792 | 2020 | solar PV | TRUE
99999 | State-Fuel Level Increment | State-Fuel Level Increment | 99999 | KS | NAICS-22 Non-Cogen | PV | SUN | SUN | 17236.216 | 2020 | solar PV | TRUE
99999 | State-Fuel Level Increment | State-Fuel Level Increment | 99999 | KY | Electric Utility | PV | SUN | SUN | 27792.448 | 2020 | solar PV | TRUE
99999 | State-Fuel Level Increment | State-Fuel Level Increment | 99999 | KY | NAICS-22 Non-Cogen | PV | SUN | SUN | 1769.102 | 2020 | solar PV | TRUE
99999 | State-Fuel Level Increment | State-Fuel Level Increment | 99999 | LA | Electric Utility | PV | SUN | SUN | 53551.674 | 2020 | solar PV | TRUE
99999 | State-Fuel Level Increment | State-Fuel Level Increment | 99999 | MA | Electric Utility | PV | SUN | SUN | 93934.666 | 2020 | solar PV | TRUE
99999 | State-Fuel Level Increment | State-Fuel Level Increment | 99999 | MA | NAICS-22 Non-Cogen | PV | SUN | SUN | 1434667.4 | 2020 | solar PV | TRUE
99999 | State-Fuel Level Increment | State-Fuel Level Increment | 99999 | MA | Commercial NAICS Non-Cogen | PV | SUN | SUN | 5646.837 | 2020 | solar PV | FALSE
99999 | State-Fuel Level Increment | State-Fuel Level Increment | 99999 | MA | Industrial NAICS Non-Cogen | PV | SUN | SUN | 2535.419 | 2020 | solar PV | FALSE
99999 | State-Fuel Level Increment | State-Fuel Level Increment | 99999 | MD | Electric Utility | PV | SUN | SUN | 9340.115 | 2020 | solar PV | TRUE
99999 | State-Fuel Level Increment | State-Fuel Level Increment | 99999 | MD | NAICS-22 Non-Cogen | PV | SUN | SUN | 354615.83 | 2020 | solar PV | TRUE
99999 | State-Fuel Level Increment | State-Fuel Level Increment | 99999 | MD | Commercial NAICS Non-Cogen | PV | SUN | SUN | 16796.713 | 2020 | solar PV | FALSE
99999 | State-Fuel Level Increment | State-Fuel Level Increment | 99999 | ME | NAICS-22 Non-Cogen | PV | SUN | SUN | 30151.601 | 2020 | solar PV | TRUE
99999 | State-Fuel Level Increment | State-Fuel Level Increment | 99999 | MI | Electric Utility | PV | SUN | SUN | 40634.275 | 2020 | solar PV | TRUE
99999 | State-Fuel Level Increment | State-Fuel Level Increment | 99999 | MI | NAICS-22 Non-Cogen | PV | SUN | SUN | 72567.107 | 2020 | solar PV | TRUE
99999 | State-Fuel Level Increment | State-Fuel Level Increment | 99999 | MI | Commercial NAICS Non-Cogen | PV | SUN | SUN | 1418.553 | 2020 | solar PV | FALSE
99999 | State-Fuel Level Increment | State-Fuel Level Increment | 99999 | MN | Electric Utility | PV | SUN | SUN | 3192.846 | 2020 | solar PV | TRUE
99999 | State-Fuel Level Increment | State-Fuel Level Increment | 99999 | MN | NAICS-22 Non-Cogen | PV | SUN | SUN | 1404486.1 | 2020 | solar PV | TRUE
99999 | State-Fuel Level Increment | State-Fuel Level Increment | 99999 | MO | Electric Utility | PV | SUN | SUN | 10534.146 | 2020 | solar PV | TRUE
99999 | State-Fuel Level Increment | State-Fuel Level Increment | 99999 | MO | NAICS-22 Non-Cogen | PV | SUN | SUN | 56663.852 | 2020 | solar PV | TRUE
99999 | State-Fuel Level Increment | State-Fuel Level Increment | 99999 | MS | NAICS-22 Non-Cogen | PV | SUN | SUN | 5864.953 | 2020 | solar PV | TRUE
99999 | State-Fuel Level Increment | State-Fuel Level Increment | 99999 | NC | Electric Utility | PV | SUN | SUN | 342628.41 | 2020 | solar PV | TRUE
99999 | State-Fuel Level Increment | State-Fuel Level Increment | 99999 | NC | NAICS-22 Non-Cogen | PV | SUN | SUN | 5519326 | 2020 | solar PV | TRUE
99999 | State-Fuel Level Increment | State-Fuel Level Increment | 99999 | NC | Commercial NAICS Non-Cogen | PV | SUN | SUN | 114813.26 | 2020 | solar PV | FALSE
99999 | State-Fuel Level Increment | State-Fuel Level Increment | 99999 | NE | Electric Utility | PV | SUN | SUN | 7528.17 | 2020 | solar PV | TRUE
99999 | State-Fuel Level Increment | State-Fuel Level Increment | 99999 | NE | NAICS-22 Non-Cogen | PV | SUN | SUN | 41578.527 | 2020 | solar PV | TRUE
99999 | State-Fuel Level Increment | State-Fuel Level Increment | 99999 | NJ | Electric Utility | PV | SUN | SUN | 88163.865 | 2020 | solar PV | TRUE
99999 | State-Fuel Level Increment | State-Fuel Level Increment | 99999 | NJ | NAICS-22 Non-Cogen | PV | SUN | SUN | 1292913.2 | 2020 | solar PV | TRUE
99999 | State-Fuel Level Increment | State-Fuel Level Increment | 99999 | NJ | Commercial NAICS Non-Cogen | PV | SUN | SUN | 158216.84 | 2020 | solar PV | FALSE
99999 | State-Fuel Level Increment | State-Fuel Level Increment | 99999 | NJ | Commercial NAICS Cogen | PV | SUN | SUN | 275.465 | 2020 | solar PV | FALSE
99999 | State-Fuel Level Increment | State-Fuel Level Increment | 99999 | NJ | Industrial NAICS Non-Cogen | PV | SUN | SUN | 9351.157 | 2020 | solar PV | FALSE
99999 | State-Fuel Level Increment | State-Fuel Level Increment | 99999 | NM | Electric Utility | PV | SUN | SUN | 374677.91 | 2020 | solar PV | TRUE
99999 | State-Fuel Level Increment | State-Fuel Level Increment | 99999 | NM | NAICS-22 Non-Cogen | PV | SUN | SUN | 602513.75 | 2020 | solar PV | TRUE
99999 | State-Fuel Level Increment | State-Fuel Level Increment | 99999 | NV | Electric Utility | PV | SUN | SUN | 22154.365 | 2020 | solar PV | TRUE
99999 | State-Fuel Level Increment | State-Fuel Level Increment | 99999 | NV | NAICS-22 Non-Cogen | PV | SUN | SUN | 1079195 | 2020 | solar PV | TRUE
99999 | State-Fuel Level Increment | State-Fuel Level Increment | 99999 | NV | Commercial NAICS Non-Cogen | PV | SUN | SUN | 67496.49 | 2020 | solar PV | FALSE
99999 | State-Fuel Level Increment | State-Fuel Level Increment | 99999 | NY | NAICS-22 Non-Cogen | PV | SUN | SUN | 998680.07 | 2020 | solar PV | TRUE
99999 | State-Fuel Level Increment | State-Fuel Level Increment | 99999 | NY | Commercial NAICS Non-Cogen | PV | SUN | SUN | 9631.309 | 2020 | solar PV | FALSE
99999 | State-Fuel Level Increment | State-Fuel Level Increment | 99999 | NY | Industrial NAICS Non-Cogen | PV | SUN | SUN | 6841.522 | 2020 | solar PV | FALSE
99999 | State-Fuel Level Increment | State-Fuel Level Increment | 99999 | OH | Electric Utility | PV | SUN | SUN | 8151.41 | 2020 | solar PV | TRUE
99999 | State-Fuel Level Increment | State-Fuel Level Increment | 99999 | OH | NAICS-22 Non-Cogen | PV | SUN | SUN | 149640.98 | 2020 | solar PV | TRUE
99999 | State-Fuel Level Increment | State-Fuel Level Increment | 99999 | OH | Commercial NAICS Non-Cogen | PV | SUN | SUN | 4854.946 | 2020 | solar PV | FALSE
99999 | State-Fuel Level Increment | State-Fuel Level Increment | 99999 | OK | Electric Utility | PV | SUN | SUN | 32886.832 | 2020 | solar PV | TRUE
99999 | State-Fuel Level Increment | State-Fuel Level Increment | 99999 | OR | Electric Utility | PV | SUN | SUN | 5966.041 | 2020 | solar PV | TRUE
99999 | State-Fuel Level Increment | State-Fuel Level Increment | 99999 | OR | NAICS-22 Non-Cogen | PV | SUN | SUN | 730895.82 | 2020 | solar PV | TRUE
99999 | State-Fuel Level Increment | State-Fuel Level Increment | 99999 | PA | NAICS-22 Non-Cogen | PV | SUN | SUN | 137053.62 | 2020 | solar PV | TRUE
99999 | State-Fuel Level Increment | State-Fuel Level Increment | 99999 | PA | Commercial NAICS Non-Cogen | PV | SUN | SUN | 8503.042 | 2020 | solar PV | FALSE
99999 | State-Fuel Level Increment | State-Fuel Level Increment | 99999 | PA | Industrial NAICS Non-Cogen | PV | SUN | SUN | 9097.649 | 2020 | solar PV | FALSE
99999 | State-Fuel Level Increment | State-Fuel Level Increment | 99999 | RI | NAICS-22 Non-Cogen | PV | SUN | SUN | 156806.83 | 2020 | solar PV | TRUE
99999 | State-Fuel Level Increment | State-Fuel Level Increment | 99999 | SC | Electric Utility | PV | SUN | SUN | 9686.663 | 2020 | solar PV | TRUE
99999 | State-Fuel Level Increment | State-Fuel Level Increment | 99999 | SC | NAICS-22 Non-Cogen | PV | SUN | SUN | 678000.64 | 2020 | solar PV | TRUE
99999 | State-Fuel Level Increment | State-Fuel Level Increment | 99999 | SC | Industrial NAICS Non-Cogen | PV | SUN | SUN | 4430.871 | 2020 | solar PV | FALSE
99999 | State-Fuel Level Increment | State-Fuel Level Increment | 99999 | SD | NAICS-22 Non-Cogen | PV | SUN | SUN | 1932.168 | 2020 | solar PV | TRUE
99999 | State-Fuel Level Increment | State-Fuel Level Increment | 99999 | TN | Electric Utility | PV | SUN | SUN | 754.047 | 2020 | solar PV | TRUE
99999 | State-Fuel Level Increment | State-Fuel Level Increment | 99999 | TN | NAICS-22 Non-Cogen | PV | SUN | SUN | 75358.031 | 2020 | solar PV | TRUE
99999 | State-Fuel Level Increment | State-Fuel Level Increment | 99999 | TN | Commercial NAICS Non-Cogen | PV | SUN | SUN | 5424.109 | 2020 | solar PV | FALSE
99999 | State-Fuel Level Increment | State-Fuel Level Increment | 99999 | TX | Electric Utility | PV | SUN | SUN | 19132.642 | 2020 | solar PV | TRUE
99999 | State-Fuel Level Increment | State-Fuel Level Increment | 99999 | TX | NAICS-22 Non-Cogen | PV | SUN | SUN | 1269224.6 | 2020 | solar PV | TRUE
99999 | State-Fuel Level Increment | State-Fuel Level Increment | 99999 | TX | Commercial NAICS Non-Cogen | PV | SUN | SUN | 3766.244 | 2020 | solar PV | FALSE
99999 | State-Fuel Level Increment | State-Fuel Level Increment | 99999 | UT | NAICS-22 Non-Cogen | PV | SUN | SUN | 461807.02 | 2020 | solar PV | TRUE
99999 | State-Fuel Level Increment | State-Fuel Level Increment | 99999 | VA | Electric Utility | PV | SUN | SUN | 300091.26 | 2020 | solar PV | TRUE
99999 | State-Fuel Level Increment | State-Fuel Level Increment | 99999 | VA | NAICS-22 Non-Cogen | PV | SUN | SUN | 366551.2 | 2020 | solar PV | TRUE
99999 | State-Fuel Level Increment | State-Fuel Level Increment | 99999 | VA | Commercial NAICS Non-Cogen | PV | SUN | SUN | 2880.067 | 2020 | solar PV | FALSE
99999 | State-Fuel Level Increment | State-Fuel Level Increment | 99999 | VT | Electric Utility | PV | SUN | SUN | 3008.29 | 2020 | solar PV | TRUE
99999 | State-Fuel Level Increment | State-Fuel Level Increment | 99999 | VT | NAICS-22 Non-Cogen | PV | SUN | SUN | 98262.472 | 2020 | solar PV | TRUE
99999 | State-Fuel Level Increment | State-Fuel Level Increment | 99999 | WA | Electric Utility | PV | SUN | SUN | 1346.365 | 2020 | solar PV | TRUE
99999 | State-Fuel Level Increment | State-Fuel Level Increment | 99999 | WI | Electric Utility | PV | SUN | SUN | 6470.363 | 2020 | solar PV | TRUE
99999 | State-Fuel Level Increment | State-Fuel Level Increment | 99999 | WI | NAICS-22 Non-Cogen | PV | SUN | SUN | 53033.468 | 2020 | solar PV | TRUE
99999 | State-Fuel Level Increment | State-Fuel Level Increment | 99999 | WI | Commercial NAICS Non-Cogen | PV | SUN | SUN | 3088.933 | 2020 | solar PV | FALSE
99999 | State-Fuel Level Increment | State-Fuel Level Increment | 99999 | AK | NAICS-22 Cogen | ST | AB | ORW | 0 | 2020 | biomass | TRUE
99999 | State-Fuel Level Increment | State-Fuel Level Increment | 99999 | CA | NAICS-22 Non-Cogen | ST | AB | ORW | 201046.21 | 2020 | biomass | TRUE
99999 | State-Fuel Level Increment | State-Fuel Level Increment | 99999 | HI | NAICS-22 Non-Cogen | ST | AB | ORW | 56509.428 | 2020 | biomass | TRUE
99999 | State-Fuel Level Increment | State-Fuel Level Increment | 99999 | IA | Electric Utility | ST | AB | ORW | 0 | 2020 | biomass | TRUE
99999 | State-Fuel Level Increment | State-Fuel Level Increment | 99999 | LA | NAICS-22 Non-Cogen | ST | AB | ORW | 88542.562 | 2020 | biomass | TRUE
99999 | State-Fuel Level Increment | State-Fuel Level Increment | 99999 | LA | Industrial NAICS Cogen | ST | AB | ORW | 0 | 2020 | biomass | FALSE
99999 | State-Fuel Level Increment | State-Fuel Level Increment | 99999 | MN | Electric Utility | ST | AB | ORW | 0 | 2020 | biomass | TRUE
99999 | State-Fuel Level Increment | State-Fuel Level Increment | 99999 | MN | Electric Utility | ST | AB | ORW | 0 | 2020 | biomass | TRUE
99999 | State-Fuel Level Increment | State-Fuel Level Increment | 99999 | MN | NAICS-22 Cogen | ST | AB | ORW | 52384.744 | 2020 | biomass | TRUE
99999 | State-Fuel Level Increment | State-Fuel Level Increment | 99999 | NC | NAICS-22 Cogen | ST | AB | ORW | 0 | 2020 | biomass | TRUE
99999 | State-Fuel Level Increment | State-Fuel Level Increment | 99999 | ND | Industrial NAICS Cogen | ST | AB | ORW | 1528.619 | 2020 | biomass | FALSE
99999 | State-Fuel Level Increment | State-Fuel Level Increment | 99999 | IN | Industrial NAICS Cogen | ST | BFG | OOG | 723676.09 | 2020 | other | FALSE
99999 | State-Fuel Level Increment | State-Fuel Level Increment | 99999 | PA | Industrial NAICS Cogen | ST | BFG | OOG | 280011.54 | 2020 | other | FALSE
99999 | State-Fuel Level Increment | State-Fuel Level Increment | 99999 | TX | Industrial NAICS Cogen | ST | BFG | OOG | 84278.885 | 2020 | other | FALSE
99999 | State-Fuel Level Increment | State-Fuel Level Increment | 99999 | AL | Electric Utility | ST | BIT | COL | 176114.46 | 2020 | hard coal | TRUE
99999 | State-Fuel Level Increment | State-Fuel Level Increment | 99999 | AL | Industrial NAICS Cogen | ST | BIT | COL | 0 | 2020 | hard coal | FALSE
99999 | State-Fuel Level Increment | State-Fuel Level Increment | 99999 | CA | NAICS-22 Cogen | ST | BIT | COL | 0 | 2020 | hard coal | TRUE
99999 | State-Fuel Level Increment | State-Fuel Level Increment | 99999 | CA | Industrial NAICS Cogen | ST | BIT | COL | 0 | 2020 | hard coal | FALSE
99999 | State-Fuel Level Increment | State-Fuel Level Increment | 99999 | FL | Industrial NAICS Cogen | ST | BIT | COL | 1579.531 | 2020 | hard coal | FALSE
99999 | State-Fuel Level Increment | State-Fuel Level Increment | 99999 | GA | Electric Utility | ST | BIT | COL | 0 | 2020 | hard coal | TRUE
99999 | State-Fuel Level Increment | State-Fuel Level Increment | 99999 | GA | Industrial NAICS Cogen | ST | BIT | COL | 103949.68 | 2020 | hard coal | FALSE
99999 | State-Fuel Level Increment | State-Fuel Level Increment | 99999 | IA | Electric Utility | ST | BIT | COL | 164.834 | 2020 | hard coal | TRUE
99999 | State-Fuel Level Increment | State-Fuel Level Increment | 99999 | ID | Industrial NAICS Cogen | ST | BIT | COL | 19679.371 | 2020 | hard coal | FALSE
99999 | State-Fuel Level Increment | State-Fuel Level Increment | 99999 | IL | Commercial NAICS Cogen | ST | BIT | COL | 1271.217 | 2020 | hard coal | FALSE
99999 | State-Fuel Level Increment | State-Fuel Level Increment | 99999 | IL | Industrial NAICS Cogen | ST | BIT | COL | 315704.31 | 2020 | hard coal | FALSE
99999 | State-Fuel Level Increment | State-Fuel Level Increment | 99999 | IN | Electric Utility | ST | BIT | COL | 34584.638 | 2020 | hard coal | TRUE
99999 | State-Fuel Level Increment | State-Fuel Level Increment | 99999 | ME | NAICS-22 Non-Cogen | ST | BIT | COL | 0 | 2020 | hard coal | TRUE
99999 | State-Fuel Level Increment | State-Fuel Level Increment | 99999 | ME | Industrial NAICS Cogen | ST | BIT | COL | 12542.676 | 2020 | hard coal | FALSE
99999 | State-Fuel Level Increment | State-Fuel Level Increment | 99999 | MI | Electric Utility | ST | BIT | COL | 18259.936 | 2020 | hard coal | TRUE
99999 | State-Fuel Level Increment | State-Fuel Level Increment | 99999 | MI | Industrial NAICS Cogen | ST | BIT | COL | 828.762 | 2020 | hard coal | FALSE
99999 | State-Fuel Level Increment | State-Fuel Level Increment | 99999 | MN | Electric Utility | ST | BIT | COL | 0 | 2020 | hard coal | TRUE
99999 | State-Fuel Level Increment | State-Fuel Level Increment | 99999 | MN | Electric Utility | ST | BIT | COL | 0 | 2020 | hard coal | TRUE
99999 | State-Fuel Level Increment | State-Fuel Level Increment | 99999 | MO | Electric Utility | ST | BIT | COL | 0 | 2020 | hard coal | TRUE
99999 | State-Fuel Level Increment | State-Fuel Level Increment | 99999 | MT | Industrial NAICS Cogen | ST | BIT | COL | 4822.957 | 2020 | hard coal | FALSE
99999 | State-Fuel Level Increment | State-Fuel Level Increment | 99999 | NC | NAICS-22 Cogen | ST | BIT | COL | 0 | 2020 | hard coal | TRUE
99999 | State-Fuel Level Increment | State-Fuel Level Increment | 99999 | NC | Industrial NAICS Cogen | ST | BIT | COL | 2336.386 | 2020 | hard coal | FALSE
99999 | State-Fuel Level Increment | State-Fuel Level Increment | 99999 | NY | NAICS-22 Non-Cogen | ST | BIT | COL | 0 | 2020 | hard coal | TRUE
99999 | State-Fuel Level Increment | State-Fuel Level Increment | 99999 | OH | Electric Utility | ST | BIT | COL | 64182.326 | 2020 | hard coal | TRUE
99999 | State-Fuel Level Increment | State-Fuel Level Increment | 99999 | OH | NAICS-22 Cogen | ST | BIT | COL | 0 | 2020 | hard coal | TRUE
99999 | State-Fuel Level Increment | State-Fuel Level Increment | 99999 | OH | Industrial NAICS Cogen | ST | BIT | COL | 0 | 2020 | hard coal | FALSE
99999 | State-Fuel Level Increment | State-Fuel Level Increment | 99999 | PA | NAICS-22 Non-Cogen | ST | BIT | COL | 0 | 2020 | hard coal | TRUE
99999 | State-Fuel Level Increment | State-Fuel Level Increment | 99999 | PA | NAICS-22 Cogen | ST | BIT | COL | 0 | 2020 | hard coal | TRUE
99999 | State-Fuel Level Increment | State-Fuel Level Increment | 99999 | PA | Industrial NAICS Cogen | ST | BIT | COL | 0 | 2020 | hard coal | FALSE
99999 | State-Fuel Level Increment | State-Fuel Level Increment | 99999 | SC | Electric Utility | ST | BIT | COL | 0 | 2020 | hard coal | TRUE
99999 | State-Fuel Level Increment | State-Fuel Level Increment | 99999 | TN | Industrial NAICS Cogen | ST | BIT | COL | 0 | 2020 | hard coal | FALSE
99999 | State-Fuel Level Increment | State-Fuel Level Increment | 99999 | VA | Electric Utility | ST | BIT | COL | 0 | 2020 | hard coal | TRUE
99999 | State-Fuel Level Increment | State-Fuel Level Increment | 99999 | VA | Industrial NAICS Non-Cogen | ST | BIT | COL | 0 | 2020 | hard coal | FALSE
99999 | State-Fuel Level Increment | State-Fuel Level Increment | 99999 | VA | Industrial NAICS Cogen | ST | BIT | COL | 0 | 2020 | hard coal | FALSE
99999 | State-Fuel Level Increment | State-Fuel Level Increment | 99999 | WA | Industrial NAICS Cogen | ST | BIT | COL | 0 | 2020 | hard coal | FALSE
99999 | State-Fuel Level Increment | State-Fuel Level Increment | 99999 | WI | Electric Utility | ST | BIT | COL | 0 | 2020 | hard coal | TRUE
99999 | State-Fuel Level Increment | State-Fuel Level Increment | 99999 | WI | Industrial NAICS Cogen | ST | BIT | COL | 0 | 2020 | hard coal | FALSE
99999 | State-Fuel Level Increment | State-Fuel Level Increment | 99999 | AL | Industrial NAICS Cogen | ST | BLQ | WWW | 1214260 | 2020 | biomass | FALSE
99999 | State-Fuel Level Increment | State-Fuel Level Increment | 99999 | AR | Industrial NAICS Cogen | ST | BLQ | WWW | 466122.05 | 2020 | biomass | FALSE
99999 | State-Fuel Level Increment | State-Fuel Level Increment | 99999 | FL | Industrial NAICS Cogen | ST | BLQ | WWW | 752072.07 | 2020 | biomass | FALSE
99999 | State-Fuel Level Increment | State-Fuel Level Increment | 99999 | GA | Industrial NAICS Cogen | ST | BLQ | WWW | 1741782.2 | 2020 | biomass | FALSE
99999 | State-Fuel Level Increment | State-Fuel Level Increment | 99999 | KY | Industrial NAICS Cogen | ST | BLQ | WWW | 201653.85 | 2020 | biomass | FALSE
99999 | State-Fuel Level Increment | State-Fuel Level Increment | 99999 | LA | Industrial NAICS Cogen | ST | BLQ | WWW | 942627.28 | 2020 | biomass | FALSE
99999 | State-Fuel Level Increment | State-Fuel Level Increment | 99999 | ME | Industrial NAICS Cogen | ST | BLQ | WWW | 458251.46 | 2020 | biomass | FALSE
99999 | State-Fuel Level Increment | State-Fuel Level Increment | 99999 | MI | Industrial NAICS Cogen | ST | BLQ | WWW | 204189.85 | 2020 | biomass | FALSE
99999 | State-Fuel Level Increment | State-Fuel Level Increment | 99999 | MS | Industrial NAICS Cogen | ST | BLQ | WWW | 209715.99 | 2020 | biomass | FALSE
99999 | State-Fuel Level Increment | State-Fuel Level Increment | 99999 | NC | Industrial NAICS Cogen | ST | BLQ | WWW | 192400.52 | 2020 | biomass | FALSE
99999 | State-Fuel Level Increment | State-Fuel Level Increment | 99999 | OR | Industrial NAICS Cogen | ST | BLQ | WWW | 95257.987 | 2020 | biomass | FALSE
99999 | State-Fuel Level Increment | State-Fuel Level Increment | 99999 | PA | Industrial NAICS Cogen | ST | BLQ | WWW | 55354.297 | 2020 | biomass | FALSE
99999 | State-Fuel Level Increment | State-Fuel Level Increment | 99999 | SC | Industrial NAICS Cogen | ST | BLQ | WWW | 188542.98 | 2020 | biomass | FALSE
99999 | State-Fuel Level Increment | State-Fuel Level Increment | 99999 | TN | Industrial NAICS Cogen | ST | BLQ | WWW | 168040.94 | 2020 | biomass | FALSE
99999 | State-Fuel Level Increment | State-Fuel Level Increment | 99999 | TX | Industrial NAICS Cogen | ST | BLQ | WWW | 655932.16 | 2020 | biomass | FALSE
99999 | State-Fuel Level Increment | State-Fuel Level Increment | 99999 | WA | Industrial NAICS Cogen | ST | BLQ | WWW | 326666.94 | 2020 | biomass | FALSE
99999 | State-Fuel Level Increment | State-Fuel Level Increment | 99999 | WI | Industrial NAICS Cogen | ST | BLQ | WWW | 155022.06 | 2020 | biomass | FALSE
99999 | State-Fuel Level Increment | State-Fuel Level Increment | 99999 | AK | NAICS-22 Cogen | ST | DFO | DFO | 0 | 2020 | petroleum | TRUE
99999 | State-Fuel Level Increment | State-Fuel Level Increment | 99999 | AL | Industrial NAICS Cogen | ST | DFO | DFO | 722.838 | 2020 | petroleum | FALSE
99999 | State-Fuel Level Increment | State-Fuel Level Increment | 99999 | AR | Industrial NAICS Cogen | ST | DFO | DFO | 204.43 | 2020 | petroleum | FALSE
99999 | State-Fuel Level Increment | State-Fuel Level Increment | 99999 | CA | NAICS-22 Non-Cogen | ST | DFO | DFO | 0 | 2020 | petroleum | TRUE
99999 | State-Fuel Level Increment | State-Fuel Level Increment | 99999 | CA | NAICS-22 Cogen | ST | DFO | DFO | 0 | 2020 | petroleum | TRUE
99999 | State-Fuel Level Increment | State-Fuel Level Increment | 99999 | CA | Industrial NAICS Non-Cogen | ST | DFO | DFO | 0 | 2020 | petroleum | FALSE
99999 | State-Fuel Level Increment | State-Fuel Level Increment | 99999 | CA | Industrial NAICS Cogen | ST | DFO | DFO | 0 | 2020 | petroleum | FALSE
99999 | State-Fuel Level Increment | State-Fuel Level Increment | 99999 | CO | Electric Utility | ST | DFO | DFO | 0 | 2020 | petroleum | TRUE
99999 | State-Fuel Level Increment | State-Fuel Level Increment | 99999 | CT | NAICS-22 Non-Cogen | ST | DFO | DFO | 115.112 | 2020 | petroleum | TRUE
99999 | State-Fuel Level Increment | State-Fuel Level Increment | 99999 | DE | NAICS-22 Non-Cogen | ST | DFO | DFO | 40.05 | 2020 | petroleum | TRUE
99999 | State-Fuel Level Increment | State-Fuel Level Increment | 99999 | FL | Industrial NAICS Cogen | ST | DFO | DFO | 132.792 | 2020 | petroleum | FALSE
99999 | State-Fuel Level Increment | State-Fuel Level Increment | 99999 | GA | Electric Utility | ST | DFO | DFO | 0 | 2020 | petroleum | TRUE
99999 | State-Fuel Level Increment | State-Fuel Level Increment | 99999 | GA | Industrial NAICS Cogen | ST | DFO | DFO | 7520.465 | 2020 | petroleum | FALSE
99999 | State-Fuel Level Increment | State-Fuel Level Increment | 99999 | HI | Electric Utility | ST | DFO | DFO | 0 | 2020 | petroleum | TRUE
99999 | State-Fuel Level Increment | State-Fuel Level Increment | 99999 | IA | Electric Utility | ST | DFO | DFO | 0 | 2020 | petroleum | TRUE
99999 | State-Fuel Level Increment | State-Fuel Level Increment | 99999 | ID | Industrial NAICS Cogen | ST | DFO | DFO | 0 | 2020 | petroleum | FALSE
99999 | State-Fuel Level Increment | State-Fuel Level Increment | 99999 | IL | Electric Utility | ST | DFO | DFO | 0 | 2020 | petroleum | TRUE
99999 | State-Fuel Level Increment | State-Fuel Level Increment | 99999 | IN | Electric Utility | ST | DFO | DFO | 531.093 | 2020 | petroleum | TRUE
99999 | State-Fuel Level Increment | State-Fuel Level Increment | 99999 | IN | Industrial NAICS Cogen | ST | DFO | DFO | 0 | 2020 | petroleum | FALSE
99999 | State-Fuel Level Increment | State-Fuel Level Increment | 99999 | KS | Electric Utility | ST | DFO | DFO | 0 | 2020 | petroleum | TRUE
99999 | State-Fuel Level Increment | State-Fuel Level Increment | 99999 | LA | Electric Utility | ST | DFO | DFO | 0 | 2020 | petroleum | TRUE
99999 | State-Fuel Level Increment | State-Fuel Level Increment | 99999 | LA | Industrial NAICS Cogen | ST | DFO | DFO | 0 | 2020 | petroleum | FALSE
99999 | State-Fuel Level Increment | State-Fuel Level Increment | 99999 | MA | Electric Utility | ST | DFO | DFO | 0 | 2020 | petroleum | TRUE
99999 | State-Fuel Level Increment | State-Fuel Level Increment | 99999 | MA | NAICS-22 Non-Cogen | ST | DFO | DFO | 13.03 | 2020 | petroleum | TRUE
99999 | State-Fuel Level Increment | State-Fuel Level Increment | 99999 | MA | Commercial NAICS Cogen | ST | DFO | DFO | 29.672 | 2020 | petroleum | FALSE
99999 | State-Fuel Level Increment | State-Fuel Level Increment | 99999 | MD | NAICS-22 Non-Cogen | ST | DFO | DFO | 127.851 | 2020 | petroleum | TRUE
99999 | State-Fuel Level Increment | State-Fuel Level Increment | 99999 | MD | NAICS-22 Cogen | ST | DFO | DFO | 0 | 2020 | petroleum | TRUE
99999 | State-Fuel Level Increment | State-Fuel Level Increment | 99999 | ME | NAICS-22 Non-Cogen | ST | DFO | DFO | 0 | 2020 | petroleum | TRUE
99999 | State-Fuel Level Increment | State-Fuel Level Increment | 99999 | ME | Industrial NAICS Cogen | ST | DFO | DFO | 0 | 2020 | petroleum | FALSE
99999 | State-Fuel Level Increment | State-Fuel Level Increment | 99999 | MI | Electric Utility | ST | DFO | DFO | 826.232 | 2020 | petroleum | TRUE
99999 | State-Fuel Level Increment | State-Fuel Level Increment | 99999 | MI | NAICS-22 Non-Cogen | ST | DFO | DFO | 0 | 2020 | petroleum | TRUE
99999 | State-Fuel Level Increment | State-Fuel Level Increment | 99999 | MI | Industrial NAICS Cogen | ST | DFO | DFO | 1.981 | 2020 | petroleum | FALSE
99999 | State-Fuel Level Increment | State-Fuel Level Increment | 99999 | MN | Electric Utility | ST | DFO | DFO | 1543.864 | 2020 | petroleum | TRUE
99999 | State-Fuel Level Increment | State-Fuel Level Increment | 99999 | MN | Electric Utility | ST | DFO | DFO | 0 | 2020 | petroleum | TRUE
99999 | State-Fuel Level Increment | State-Fuel Level Increment | 99999 | MO | Electric Utility | ST | DFO | DFO | 1295.433 | 2020 | petroleum | TRUE
99999 | State-Fuel Level Increment | State-Fuel Level Increment | 99999 | MS | Electric Utility | ST | DFO | DFO | 0 | 2020 | petroleum | TRUE
99999 | State-Fuel Level Increment | State-Fuel Level Increment | 99999 | MT | NAICS-22 Non-Cogen | ST | DFO | DFO | 428.222 | 2020 | petroleum | TRUE
99999 | State-Fuel Level Increment | State-Fuel Level Increment | 99999 | NC | NAICS-22 Cogen | ST | DFO | DFO | 0 | 2020 | petroleum | TRUE
99999 | State-Fuel Level Increment | State-Fuel Level Increment | 99999 | NC | Industrial NAICS Cogen | ST | DFO | DFO | 1296.072 | 2020 | petroleum | FALSE
99999 | State-Fuel Level Increment | State-Fuel Level Increment | 99999 | NE | Electric Utility | ST | DFO | DFO | 579.663 | 2020 | petroleum | TRUE
99999 | State-Fuel Level Increment | State-Fuel Level Increment | 99999 | NH | NAICS-22 Non-Cogen | ST | DFO | DFO | 302.092 | 2020 | petroleum | TRUE
99999 | State-Fuel Level Increment | State-Fuel Level Increment | 99999 | NY | Electric Utility | ST | DFO | DFO | 0 | 2020 | petroleum | TRUE
99999 | State-Fuel Level Increment | State-Fuel Level Increment | 99999 | NY | NAICS-22 Non-Cogen | ST | DFO | DFO | 0 | 2020 | petroleum | TRUE
99999 | State-Fuel Level Increment | State-Fuel Level Increment | 99999 | NY | Commercial NAICS Cogen | ST | DFO | DFO | 339.391 | 2020 | petroleum | FALSE
99999 | State-Fuel Level Increment | State-Fuel Level Increment | 99999 | OH | NAICS-22 Non-Cogen | ST | DFO | DFO | 3754.451 | 2020 | petroleum | TRUE
99999 | State-Fuel Level Increment | State-Fuel Level Increment | 99999 | OH | Industrial NAICS Cogen | ST | DFO | DFO | 0 | 2020 | petroleum | FALSE
99999 | State-Fuel Level Increment | State-Fuel Level Increment | 99999 | OK | Electric Utility | ST | DFO | DFO | 0 | 2020 | petroleum | TRUE
99999 | State-Fuel Level Increment | State-Fuel Level Increment | 99999 | OR | Industrial NAICS Cogen | ST | DFO | DFO | 0 | 2020 | petroleum | FALSE
99999 | State-Fuel Level Increment | State-Fuel Level Increment | 99999 | PA | NAICS-22 Non-Cogen | ST | DFO | DFO | 4971.005 | 2020 | petroleum | TRUE
99999 | State-Fuel Level Increment | State-Fuel Level Increment | 99999 | PA | NAICS-22 Cogen | ST | DFO | DFO | 6386.317 | 2020 | petroleum | TRUE
99999 | State-Fuel Level Increment | State-Fuel Level Increment | 99999 | PA | Industrial NAICS Cogen | ST | DFO | DFO | 0 | 2020 | petroleum | FALSE
99999 | State-Fuel Level Increment | State-Fuel Level Increment | 99999 | SC | Electric Utility | ST | DFO | DFO | 0 | 2020 | petroleum | TRUE
99999 | State-Fuel Level Increment | State-Fuel Level Increment | 99999 | TX | Electric Utility | ST | DFO | DFO | 87.39 | 2020 | petroleum | TRUE
99999 | State-Fuel Level Increment | State-Fuel Level Increment | 99999 | TX | NAICS-22 Non-Cogen | ST | DFO | DFO | 0 | 2020 | petroleum | TRUE
99999 | State-Fuel Level Increment | State-Fuel Level Increment | 99999 | TX | Industrial NAICS Cogen | ST | DFO | DFO | 0 | 2020 | petroleum | FALSE
99999 | State-Fuel Level Increment | State-Fuel Level Increment | 99999 | VA | Electric Utility | ST | DFO | DFO | 1373.506 | 2020 | petroleum | TRUE
99999 | State-Fuel Level Increment | State-Fuel Level Increment | 99999 | VA | Industrial NAICS Non-Cogen | ST | DFO | DFO | 0 | 2020 | petroleum | FALSE
99999 | State-Fuel Level Increment | State-Fuel Level Increment | 99999 | VA | Industrial NAICS Cogen | ST | DFO | DFO | 24.347 | 2020 | petroleum | FALSE
99999 | State-Fuel Level Increment | State-Fuel Level Increment | 99999 | VT | Electric Utility | ST | DFO | DFO | 0 | 2020 | petroleum | TRUE
99999 | State-Fuel Level Increment | State-Fuel Level Increment | 99999 | WA | Industrial NAICS Cogen | ST | DFO | DFO | 0 | 2020 | petroleum | FALSE
99999 | State-Fuel Level Increment | State-Fuel Level Increment | 99999 | WI | Electric Utility | ST | DFO | DFO | 0 | 2020 | petroleum | TRUE
99999 | State-Fuel Level Increment | State-Fuel Level Increment | 99999 | WI | Industrial NAICS Non-Cogen | ST | DFO | DFO | 0 | 2020 | petroleum | FALSE
99999 | State-Fuel Level Increment | State-Fuel Level Increment | 99999 | WI | Industrial NAICS Cogen | ST | DFO | DFO | 25.702 | 2020 | petroleum | FALSE
99999 | State-Fuel Level Increment | State-Fuel Level Increment | 99999 | WY | Electric Utility | ST | DFO | DFO | 0 | 2020 | petroleum | TRUE
99999 | State-Fuel Level Increment | State-Fuel Level Increment | 99999 | CA | NAICS-22 Non-Cogen | ST | GEO | GEO | 4007207.2 | 2020 | geothermal | TRUE
99999 | State-Fuel Level Increment | State-Fuel Level Increment | 99999 | HI | NAICS-22 Non-Cogen | ST | GEO | GEO | 154461.41 | 2020 | geothermal | TRUE
99999 | State-Fuel Level Increment | State-Fuel Level Increment | 99999 | NV | NAICS-22 Non-Cogen | ST | GEO | GEO | 325580.73 | 2020 | geothermal | TRUE
99999 | State-Fuel Level Increment | State-Fuel Level Increment | 99999 | UT | Electric Utility | ST | GEO | GEO | 139900.33 | 2020 | geothermal | TRUE
99999 | State-Fuel Level Increment | State-Fuel Level Increment | 99999 | SC | Electric Utility | ST | JF | WOO | 0 | 2020 | petroleum | TRUE
99999 | State-Fuel Level Increment | State-Fuel Level Increment | 99999 | TX | Electric Utility | ST | JF | WOO | 0 | 2020 | petroleum | TRUE
99999 | State-Fuel Level Increment | State-Fuel Level Increment | 99999 | ME | Industrial NAICS Cogen | ST | KER | WOO | 0 | 2020 | other | FALSE
99999 | State-Fuel Level Increment | State-Fuel Level Increment | 99999 | CA | NAICS-22 Non-Cogen | ST | LFG | MLG | 48033.106 | 2020 | biomass | TRUE
99999 | State-Fuel Level Increment | State-Fuel Level Increment | 99999 | LA | Electric Utility | ST | LIG | COL | 180982.85 | 2020 | lignite | TRUE
99999 | State-Fuel Level Increment | State-Fuel Level Increment | 99999 | LA | Industrial NAICS Cogen | ST | LIG | COL | 0 | 2020 | lignite | FALSE
99999 | State-Fuel Level Increment | State-Fuel Level Increment | 99999 | MN | Electric Utility | ST | LIG | COL | 0 | 2020 | lignite | TRUE
99999 | State-Fuel Level Increment | State-Fuel Level Increment | 99999 | FL | NAICS-22 Non-Cogen | ST | MSB | MLG | 14681.73 | 2020 | municipal solid waste | TRUE
99999 | State-Fuel Level Increment | State-Fuel Level Increment | 99999 | MA | NAICS-22 Non-Cogen | ST | MSB | MLG | 17343.713 | 2020 | municipal solid waste | TRUE
99999 | State-Fuel Level Increment | State-Fuel Level Increment | 99999 | MN | Commercial NAICS Cogen | ST | MSB | MLG | 13994.158 | 2020 | municipal solid waste | FALSE
99999 | State-Fuel Level Increment | State-Fuel Level Increment | 99999 | NY | Commercial NAICS Cogen | ST | MSB | MLG | 27714.849 | 2020 | municipal solid waste | FALSE
99999 | State-Fuel Level Increment | State-Fuel Level Increment | 99999 | FL | NAICS-22 Non-Cogen | ST | MSN | OTH | 15567.214 | 2020 | municipal solid waste | TRUE
99999 | State-Fuel Level Increment | State-Fuel Level Increment | 99999 | MA | NAICS-22 Non-Cogen | ST | MSN | OTH | 20105.421 | 2020 | municipal solid waste | TRUE
99999 | State-Fuel Level Increment | State-Fuel Level Increment | 99999 | MN | Commercial NAICS Cogen | ST | MSN | OTH | 16761.839 | 2020 | municipal solid waste | FALSE
99999 | State-Fuel Level Increment | State-Fuel Level Increment | 99999 | NY | Commercial NAICS Cogen | ST | MSN | OTH | 33543.142 | 2020 | municipal solid waste | FALSE
99999 | State-Fuel Level Increment | State-Fuel Level Increment | 99999 | AL | Electric Utility | ST | NG | NG | 11851.871 | 2020 | natural gas peaker | TRUE
99999 | State-Fuel Level Increment | State-Fuel Level Increment | 99999 | AL | Industrial NAICS Cogen | ST | NG | NG | 501460.6 | 2020 | natural gas peaker | FALSE
99999 | State-Fuel Level Increment | State-Fuel Level Increment | 99999 | AR | Electric Utility | ST | NG | NG | 175461.8 | 2020 | natural gas peaker | TRUE
99999 | State-Fuel Level Increment | State-Fuel Level Increment | 99999 | AR | Industrial NAICS Cogen | ST | NG | NG | 105932.05 | 2020 | natural gas peaker | FALSE
99999 | State-Fuel Level Increment | State-Fuel Level Increment | 99999 | AZ | NAICS-22 Non-Cogen | ST | NG | NG | 353.333 | 2020 | natural gas peaker | TRUE
99999 | State-Fuel Level Increment | State-Fuel Level Increment | 99999 | CA | Electric Utility | ST | NG | NG | 0 | 2020 | natural gas peaker | TRUE
99999 | State-Fuel Level Increment | State-Fuel Level Increment | 99999 | CA | NAICS-22 Non-Cogen | ST | NG | NG | 12824.241 | 2020 | natural gas peaker | TRUE
99999 | State-Fuel Level Increment | State-Fuel Level Increment | 99999 | CA | NAICS-22 Cogen | ST | NG | NG | 54637.415 | 2020 | natural gas peaker | TRUE
99999 | State-Fuel Level Increment | State-Fuel Level Increment | 99999 | CA | Commercial NAICS Non-Cogen | ST | NG | NG | 0 | 2020 | natural gas peaker | FALSE
99999 | State-Fuel Level Increment | State-Fuel Level Increment | 99999 | CA | Commercial NAICS Cogen | ST | NG | NG | 0 | 2020 | natural gas peaker | FALSE
99999 | State-Fuel Level Increment | State-Fuel Level Increment | 99999 | CA | Industrial NAICS Non-Cogen | ST | NG | NG | 1127.883 | 2020 | natural gas peaker | FALSE
99999 | State-Fuel Level Increment | State-Fuel Level Increment | 99999 | CA | Industrial NAICS Cogen | ST | NG | NG | 28383.116 | 2020 | natural gas peaker | FALSE
99999 | State-Fuel Level Increment | State-Fuel Level Increment | 99999 | CO | Electric Utility | ST | NG | NG | 0 | 2020 | natural gas peaker | TRUE
99999 | State-Fuel Level Increment | State-Fuel Level Increment | 99999 | CT | NAICS-22 Non-Cogen | ST | NG | NG | 336374.44 | 2020 | natural gas peaker | TRUE
99999 | State-Fuel Level Increment | State-Fuel Level Increment | 99999 | DE | NAICS-22 Non-Cogen | ST | NG | NG | 234413.03 | 2020 | natural gas peaker | TRUE
99999 | State-Fuel Level Increment | State-Fuel Level Increment | 99999 | FL | Electric Utility | ST | NG | NG | 2711.151 | 2020 | natural gas peaker | TRUE
99999 | State-Fuel Level Increment | State-Fuel Level Increment | 99999 | FL | NAICS-22 Non-Cogen | ST | NG | NG | 2348.655 | 2020 | natural gas peaker | TRUE
99999 | State-Fuel Level Increment | State-Fuel Level Increment | 99999 | FL | Industrial NAICS Cogen | ST | NG | NG | 468839.41 | 2020 | natural gas peaker | FALSE
99999 | State-Fuel Level Increment | State-Fuel Level Increment | 99999 | GA | Electric Utility | ST | NG | NG | 1973151.1 | 2020 | natural gas peaker | TRUE
99999 | State-Fuel Level Increment | State-Fuel Level Increment | 99999 | GA | Industrial NAICS Cogen | ST | NG | NG | 301498.17 | 2020 | natural gas peaker | FALSE
99999 | State-Fuel Level Increment | State-Fuel Level Increment | 99999 | IA | Electric Utility | ST | NG | NG | 203164.07 | 2020 | natural gas peaker | TRUE
99999 | State-Fuel Level Increment | State-Fuel Level Increment | 99999 | IA | Industrial NAICS Cogen | ST | NG | NG | 105624.2 | 2020 | natural gas peaker | FALSE
99999 | State-Fuel Level Increment | State-Fuel Level Increment | 99999 | ID | Industrial NAICS Cogen | ST | NG | NG | 68565.138 | 2020 | natural gas peaker | FALSE
99999 | State-Fuel Level Increment | State-Fuel Level Increment | 99999 | IL | Electric Utility | ST | NG | NG | 7259.512 | 2020 | natural gas peaker | TRUE
99999 | State-Fuel Level Increment | State-Fuel Level Increment | 99999 | IL | NAICS-22 Non-Cogen | ST | NG | NG | 1586.37 | 2020 | natural gas peaker | TRUE
99999 | State-Fuel Level Increment | State-Fuel Level Increment | 99999 | IL | Commercial NAICS Cogen | ST | NG | NG | 47255.074 | 2020 | natural gas peaker | FALSE
99999 | State-Fuel Level Increment | State-Fuel Level Increment | 99999 | IL | Industrial NAICS Cogen | ST | NG | NG | 103897.55 | 2020 | natural gas peaker | FALSE
99999 | State-Fuel Level Increment | State-Fuel Level Increment | 99999 | IN | NAICS-22 Cogen | ST | NG | NG | 31730.278 | 2020 | natural gas peaker | TRUE
99999 | State-Fuel Level Increment | State-Fuel Level Increment | 99999 | IN | Industrial NAICS Non-Cogen | ST | NG | NG | 0 | 2020 | natural gas peaker | FALSE
99999 | State-Fuel Level Increment | State-Fuel Level Increment | 99999 | IN | Industrial NAICS Cogen | ST | NG | NG | 892349.79 | 2020 | natural gas peaker | FALSE
99999 | State-Fuel Level Increment | State-Fuel Level Increment | 99999 | KS | Electric Utility | ST | NG | NG | 104923.22 | 2020 | natural gas peaker | TRUE
99999 | State-Fuel Level Increment | State-Fuel Level Increment | 99999 | KS | Industrial NAICS Cogen | ST | NG | NG | 13526.805 | 2020 | natural gas peaker | FALSE
99999 | State-Fuel Level Increment | State-Fuel Level Increment | 99999 | KY | Electric Utility | ST | NG | NG | 988087.68 | 2020 | natural gas peaker | TRUE
99999 | State-Fuel Level Increment | State-Fuel Level Increment | 99999 | KY | Industrial NAICS Cogen | ST | NG | NG | 22073.56 | 2020 | natural gas peaker | FALSE
99999 | State-Fuel Level Increment | State-Fuel Level Increment | 99999 | LA | Electric Utility | ST | NG | NG | 1701190 | 2020 | natural gas peaker | TRUE
99999 | State-Fuel Level Increment | State-Fuel Level Increment | 99999 | LA | NAICS-22 Non-Cogen | ST | NG | NG | 68547.439 | 2020 | natural gas peaker | TRUE
99999 | State-Fuel Level Increment | State-Fuel Level Increment | 99999 | LA | Industrial NAICS Cogen | ST | NG | NG | 837676.01 | 2020 | natural gas peaker | FALSE
99999 | State-Fuel Level Increment | State-Fuel Level Increment | 99999 | MA | Electric Utility | ST | NG | NG | 0 | 2020 | natural gas peaker | TRUE
99999 | State-Fuel Level Increment | State-Fuel Level Increment | 99999 | MA | NAICS-22 Non-Cogen | ST | NG | NG | 31837.01 | 2020 | natural gas peaker | TRUE
99999 | State-Fuel Level Increment | State-Fuel Level Increment | 99999 | MA | Commercial NAICS Cogen | ST | NG | NG | 121034.94 | 2020 | natural gas peaker | FALSE
99999 | State-Fuel Level Increment | State-Fuel Level Increment | 99999 | MA | Industrial NAICS Cogen | ST | NG | NG | 708.1 | 2020 | natural gas peaker | FALSE
99999 | State-Fuel Level Increment | State-Fuel Level Increment | 99999 | MD | NAICS-22 Cogen | ST | NG | NG | 0 | 2020 | natural gas peaker | TRUE
99999 | State-Fuel Level Increment | State-Fuel Level Increment | 99999 | ME | NAICS-22 Non-Cogen | ST | NG | NG | 0 | 2020 | natural gas peaker | TRUE
99999 | State-Fuel Level Increment | State-Fuel Level Increment | 99999 | ME | Industrial NAICS Cogen | ST | NG | NG | 75064.068 | 2020 | natural gas peaker | FALSE
99999 | State-Fuel Level Increment | State-Fuel Level Increment | 99999 | MI | Electric Utility | ST | NG | NG | 300.091 | 2020 | natural gas peaker | TRUE
99999 | State-Fuel Level Increment | State-Fuel Level Increment | 99999 | MI | NAICS-22 Non-Cogen | ST | NG | NG | 3875.536 | 2020 | natural gas peaker | TRUE
99999 | State-Fuel Level Increment | State-Fuel Level Increment | 99999 | MI | Industrial NAICS Cogen | ST | NG | NG | 163115.06 | 2020 | natural gas peaker | FALSE
99999 | State-Fuel Level Increment | State-Fuel Level Increment | 99999 | MN | Electric Utility | ST | NG | NG | 54000.121 | 2020 | natural gas peaker | TRUE
99999 | State-Fuel Level Increment | State-Fuel Level Increment | 99999 | MN | Electric Utility | ST | NG | NG | 28801.809 | 2020 | natural gas peaker | TRUE
99999 | State-Fuel Level Increment | State-Fuel Level Increment | 99999 | MN | NAICS-22 Cogen | ST | NG | NG | 71298.859 | 2020 | natural gas peaker | TRUE
99999 | State-Fuel Level Increment | State-Fuel Level Increment | 99999 | MN | Commercial NAICS Cogen | ST | NG | NG | 3625.054 | 2020 | natural gas peaker | FALSE
99999 | State-Fuel Level Increment | State-Fuel Level Increment | 99999 | MO | Electric Utility | ST | NG | NG | 51596.41 | 2020 | natural gas peaker | TRUE
99999 | State-Fuel Level Increment | State-Fuel Level Increment | 99999 | MS | Electric Utility | ST | NG | NG | 453712.31 | 2020 | natural gas peaker | TRUE
99999 | State-Fuel Level Increment | State-Fuel Level Increment | 99999 | MS | Industrial NAICS Cogen | ST | NG | NG | 189722.8 | 2020 | natural gas peaker | FALSE
99999 | State-Fuel Level Increment | State-Fuel Level Increment | 99999 | MT | NAICS-22 Non-Cogen | ST | NG | NG | 2365.124 | 2020 | natural gas peaker | TRUE
99999 | State-Fuel Level Increment | State-Fuel Level Increment | 99999 | MT | Industrial NAICS Non-Cogen | ST | NG | NG | 0 | 2020 | natural gas peaker | FALSE
99999 | State-Fuel Level Increment | State-Fuel Level Increment | 99999 | MT | Industrial NAICS Cogen | ST | NG | NG | 517.473 | 2020 | natural gas peaker | FALSE
99999 | State-Fuel Level Increment | State-Fuel Level Increment | 99999 | NC | Commercial NAICS Cogen | ST | NG | NG | 0 | 2020 | natural gas peaker | FALSE
99999 | State-Fuel Level Increment | State-Fuel Level Increment | 99999 | NC | Industrial NAICS Cogen | ST | NG | NG | 39284.504 | 2020 | natural gas peaker | FALSE
99999 | State-Fuel Level Increment | State-Fuel Level Increment | 99999 | ND | Industrial NAICS Cogen | ST | NG | NG | 0 | 2020 | natural gas peaker | FALSE
99999 | State-Fuel Level Increment | State-Fuel Level Increment | 99999 | NE | Electric Utility | ST | NG | NG | 59739.301 | 2020 | natural gas peaker | TRUE
99999 | State-Fuel Level Increment | State-Fuel Level Increment | 99999 | NE | Industrial NAICS Cogen | ST | NG | NG | 0 | 2020 | natural gas peaker | FALSE
99999 | State-Fuel Level Increment | State-Fuel Level Increment | 99999 | NM | Electric Utility | ST | NG | NG | 42489.457 | 2020 | natural gas peaker | TRUE
99999 | State-Fuel Level Increment | State-Fuel Level Increment | 99999 | NM | Commercial NAICS Cogen | ST | NG | NG | 0 | 2020 | natural gas peaker | FALSE
99999 | State-Fuel Level Increment | State-Fuel Level Increment | 99999 | NY | Electric Utility | ST | NG | NG | 37425.401 | 2020 | natural gas peaker | TRUE
99999 | State-Fuel Level Increment | State-Fuel Level Increment | 99999 | NY | NAICS-22 Non-Cogen | ST | NG | NG | 926641.63 | 2020 | natural gas peaker | TRUE
99999 | State-Fuel Level Increment | State-Fuel Level Increment | 99999 | NY | Commercial NAICS Cogen | ST | NG | NG | 74655.072 | 2020 | natural gas peaker | FALSE
99999 | State-Fuel Level Increment | State-Fuel Level Increment | 99999 | NY | Industrial NAICS Cogen | ST | NG | NG | 39083.008 | 2020 | natural gas peaker | FALSE
99999 | State-Fuel Level Increment | State-Fuel Level Increment | 99999 | OH | Electric Utility | ST | NG | NG | 9723.015 | 2020 | natural gas peaker | TRUE
99999 | State-Fuel Level Increment | State-Fuel Level Increment | 99999 | OH | NAICS-22 Cogen | ST | NG | NG | 11734.695 | 2020 | natural gas peaker | TRUE
99999 | State-Fuel Level Increment | State-Fuel Level Increment | 99999 | OH | Commercial NAICS Cogen | ST | NG | NG | 4199.075 | 2020 | natural gas peaker | FALSE
99999 | State-Fuel Level Increment | State-Fuel Level Increment | 99999 | OH | Industrial NAICS Cogen | ST | NG | NG | 67395.017 | 2020 | natural gas peaker | FALSE
99999 | State-Fuel Level Increment | State-Fuel Level Increment | 99999 | OK | Electric Utility | ST | NG | NG | 1436088.4 | 2020 | natural gas peaker | TRUE
99999 | State-Fuel Level Increment | State-Fuel Level Increment | 99999 | OR | NAICS-22 Cogen | ST | NG | NG | 0 | 2020 | natural gas peaker | TRUE
99999 | State-Fuel Level Increment | State-Fuel Level Increment | 99999 | OR | Industrial NAICS Cogen | ST | NG | NG | 78272.859 | 2020 | natural gas peaker | FALSE
99999 | State-Fuel Level Increment | State-Fuel Level Increment | 99999 | PA | NAICS-22 Non-Cogen | ST | NG | NG | 517588.91 | 2020 | natural gas peaker | TRUE
99999 | State-Fuel Level Increment | State-Fuel Level Increment | 99999 | PA | NAICS-22 Cogen | ST | NG | NG | 244577.7 | 2020 | natural gas peaker | TRUE
99999 | State-Fuel Level Increment | State-Fuel Level Increment | 99999 | PA | Industrial NAICS Cogen | ST | NG | NG | 103749.95 | 2020 | natural gas peaker | FALSE
99999 | State-Fuel Level Increment | State-Fuel Level Increment | 99999 | SC | Electric Utility | ST | NG | NG | 0 | 2020 | natural gas peaker | TRUE
99999 | State-Fuel Level Increment | State-Fuel Level Increment | 99999 | SC | Industrial NAICS Cogen | ST | NG | NG | 4698.533 | 2020 | natural gas peaker | FALSE
99999 | State-Fuel Level Increment | State-Fuel Level Increment | 99999 | SD | Industrial NAICS Cogen | ST | NG | NG | 0 | 2020 | natural gas peaker | FALSE
99999 | State-Fuel Level Increment | State-Fuel Level Increment | 99999 | TN | Industrial NAICS Cogen | ST | NG | NG | 54056.936 | 2020 | natural gas peaker | FALSE
99999 | State-Fuel Level Increment | State-Fuel Level Increment | 99999 | TX | Electric Utility | ST | NG | NG | 5017876.4 | 2020 | natural gas peaker | TRUE
99999 | State-Fuel Level Increment | State-Fuel Level Increment | 99999 | TX | NAICS-22 Non-Cogen | ST | NG | NG | 1125794.2 | 2020 | natural gas peaker | TRUE
99999 | State-Fuel Level Increment | State-Fuel Level Increment | 99999 | TX | Industrial NAICS Non-Cogen | ST | NG | NG | 1082678.3 | 2020 | natural gas peaker | FALSE
99999 | State-Fuel Level Increment | State-Fuel Level Increment | 99999 | TX | Industrial NAICS Cogen | ST | NG | NG | 704999.12 | 2020 | natural gas peaker | FALSE
99999 | State-Fuel Level Increment | State-Fuel Level Increment | 99999 | VA | Electric Utility | ST | NG | NG | 3571.924 | 2020 | natural gas peaker | TRUE
99999 | State-Fuel Level Increment | State-Fuel Level Increment | 99999 | VA | Industrial NAICS Non-Cogen | ST | NG | NG | 40714.954 | 2020 | natural gas peaker | FALSE
99999 | State-Fuel Level Increment | State-Fuel Level Increment | 99999 | VA | Industrial NAICS Cogen | ST | NG | NG | 43172.161 | 2020 | natural gas peaker | FALSE
99999 | State-Fuel Level Increment | State-Fuel Level Increment | 99999 | WA | Electric Utility | ST | NG | NG | 1185.162 | 2020 | natural gas peaker | TRUE
99999 | State-Fuel Level Increment | State-Fuel Level Increment | 99999 | WA | Industrial NAICS Cogen | ST | NG | NG | 86705.643 | 2020 | natural gas peaker | FALSE
99999 | State-Fuel Level Increment | State-Fuel Level Increment | 99999 | WI | Electric Utility | ST | NG | NG | 66941.779 | 2020 | natural gas peaker | TRUE
99999 | State-Fuel Level Increment | State-Fuel Level Increment | 99999 | WI | Electric Utility | ST | NG | NG | 2061.553 | 2020 | natural gas peaker | TRUE
99999 | State-Fuel Level Increment | State-Fuel Level Increment | 99999 | WI | Industrial NAICS Non-Cogen | ST | NG | NG | 0 | 2020 | natural gas peaker | FALSE
99999 | State-Fuel Level Increment | State-Fuel Level Increment | 99999 | WI | Industrial NAICS Cogen | ST | NG | NG | 230240.12 | 2020 | natural gas peaker | FALSE
99999 | State-Fuel Level Increment | State-Fuel Level Increment | 99999 | WV | NAICS-22 Non-Cogen | ST | NG | NG | 30831.117 | 2020 | natural gas peaker | TRUE
99999 | State-Fuel Level Increment | State-Fuel Level Increment | 99999 | WY | Electric Utility | ST | NG | NG | 7495.39 | 2020 | natural gas peaker | TRUE
99999 | State-Fuel Level Increment | State-Fuel Level Increment | 99999 | WY | Industrial NAICS Cogen | ST | NG | NG | 90071.547 | 2020 | natural gas peaker | FALSE
99999 | State-Fuel Level Increment | State-Fuel Level Increment | 99999 | CA | Commercial NAICS Cogen | ST | OBG | ORW | 0 | 2020 | biomass | FALSE
99999 | State-Fuel Level Increment | State-Fuel Level Increment | 99999 | FL | Industrial NAICS Cogen | ST | OBG | ORW | 0 | 2020 | biomass | FALSE
99999 | State-Fuel Level Increment | State-Fuel Level Increment | 99999 | GA | Industrial NAICS Cogen | ST | OBG | ORW | 5112.41 | 2020 | biomass | FALSE
99999 | State-Fuel Level Increment | State-Fuel Level Increment | 99999 | WI | Industrial NAICS Cogen | ST | OBG | ORW | 2292.531 | 2020 | biomass | FALSE
99999 | State-Fuel Level Increment | State-Fuel Level Increment | 99999 | CT | NAICS-22 Non-Cogen | ST | OBL | ORW | 2162.649 | 2020 | biomass | TRUE
99999 | State-Fuel Level Increment | State-Fuel Level Increment | 99999 | GA | Industrial NAICS Cogen | ST | OBL | ORW | 7045.366 | 2020 | biomass | FALSE
99999 | State-Fuel Level Increment | State-Fuel Level Increment | 99999 | VA | NAICS-22 Non-Cogen | ST | OBL | ORW | 1094.386 | 2020 | biomass | TRUE
99999 | State-Fuel Level Increment | State-Fuel Level Increment | 99999 | AL | Industrial NAICS Cogen | ST | OBS | ORW | 0 | 2020 | biomass | FALSE
99999 | State-Fuel Level Increment | State-Fuel Level Increment | 99999 | AR | NAICS-22 Cogen | ST | OBS | ORW | 32438.383 | 2020 | biomass | TRUE
99999 | State-Fuel Level Increment | State-Fuel Level Increment | 99999 | FL | Industrial NAICS Cogen | ST | OBS | ORW | 11934.921 | 2020 | biomass | FALSE
99999 | State-Fuel Level Increment | State-Fuel Level Increment | 99999 | IA | Electric Utility | ST | OBS | ORW | 10816.679 | 2020 | biomass | TRUE
99999 | State-Fuel Level Increment | State-Fuel Level Increment | 99999 | ME | Industrial NAICS Cogen | ST | OBS | ORW | 0 | 2020 | biomass | FALSE
99999 | State-Fuel Level Increment | State-Fuel Level Increment | 99999 | NC | NAICS-22 Cogen | ST | OBS | ORW | 50608.298 | 2020 | biomass | TRUE
99999 | State-Fuel Level Increment | State-Fuel Level Increment | 99999 | PA | NAICS-22 Cogen | ST | OBS | ORW | 0 | 2020 | biomass | TRUE
99999 | State-Fuel Level Increment | State-Fuel Level Increment | 99999 | TX | Industrial NAICS Cogen | ST | OBS | ORW | 0 | 2020 | biomass | FALSE
99999 | State-Fuel Level Increment | State-Fuel Level Increment | 99999 | WI | Industrial NAICS Cogen | ST | OBS | ORW | 210.728 | 2020 | biomass | FALSE
99999 | State-Fuel Level Increment | State-Fuel Level Increment | 99999 | AL | Industrial NAICS Cogen | ST | OG | OOG | 3168.61 | 2020 | other | FALSE
99999 | State-Fuel Level Increment | State-Fuel Level Increment | 99999 | CA | Industrial NAICS Non-Cogen | ST | OG | OOG | 4270.425 | 2020 | other | FALSE
99999 | State-Fuel Level Increment | State-Fuel Level Increment | 99999 | CA | Industrial NAICS Cogen | ST | OG | OOG | 1021.228 | 2020 | other | FALSE
99999 | State-Fuel Level Increment | State-Fuel Level Increment | 99999 | IN | Industrial NAICS Cogen | ST | OG | OOG | 271295.95 | 2020 | other | FALSE
99999 | State-Fuel Level Increment | State-Fuel Level Increment | 99999 | LA | Industrial NAICS Cogen | ST | OG | OOG | 222413.54 | 2020 | other | FALSE
99999 | State-Fuel Level Increment | State-Fuel Level Increment | 99999 | MT | Industrial NAICS Non-Cogen | ST | OG | OOG | 0 | 2020 | other | FALSE
99999 | State-Fuel Level Increment | State-Fuel Level Increment | 99999 | OH | NAICS-22 Cogen | ST | OG | OOG | 498554.29 | 2020 | other | TRUE
99999 | State-Fuel Level Increment | State-Fuel Level Increment | 99999 | PA | Industrial NAICS Cogen | ST | OG | OOG | 131973.42 | 2020 | other | FALSE
99999 | State-Fuel Level Increment | State-Fuel Level Increment | 99999 | TX | Industrial NAICS Non-Cogen | ST | OG | OOG | 106862.66 | 2020 | other | FALSE
99999 | State-Fuel Level Increment | State-Fuel Level Increment | 99999 | TX | Industrial NAICS Cogen | ST | OG | OOG | 71625.066 | 2020 | other | FALSE
99999 | State-Fuel Level Increment | State-Fuel Level Increment | 99999 | WY | Industrial NAICS Cogen | ST | OG | OOG | 7550.496 | 2020 | other | FALSE
99999 | State-Fuel Level Increment | State-Fuel Level Increment | 99999 | AL | Industrial NAICS Cogen | ST | OTH | OTH | 0 | 2020 | other | FALSE
99999 | State-Fuel Level Increment | State-Fuel Level Increment | 99999 | GA | Industrial NAICS Cogen | ST | OTH | OTH | 0 | 2020 | other | FALSE
99999 | State-Fuel Level Increment | State-Fuel Level Increment | 99999 | MA | Industrial NAICS Cogen | ST | OTH | OTH | 0 | 2020 | other | FALSE
99999 | State-Fuel Level Increment | State-Fuel Level Increment | 99999 | AR | Industrial NAICS Cogen | ST | PC | PC | 0 | 2020 | petroleum | FALSE
99999 | State-Fuel Level Increment | State-Fuel Level Increment | 99999 | CA | NAICS-22 Cogen | ST | PC | PC | 0 | 2020 | petroleum | TRUE
99999 | State-Fuel Level Increment | State-Fuel Level Increment | 99999 | GA | Industrial NAICS Cogen | ST | PC | PC | 212570.11 | 2020 | petroleum | FALSE
99999 | State-Fuel Level Increment | State-Fuel Level Increment | 99999 | OH | NAICS-22 Non-Cogen | ST | PC | PC | 920701.35 | 2020 | petroleum | TRUE
99999 | State-Fuel Level Increment | State-Fuel Level Increment | 99999 | TX | Industrial NAICS Non-Cogen | ST | PC | PC | 5512.013 | 2020 | petroleum | FALSE
99999 | State-Fuel Level Increment | State-Fuel Level Increment | 99999 | TX | Industrial NAICS Cogen | ST | PC | PC | 1999.832 | 2020 | petroleum | FALSE
99999 | State-Fuel Level Increment | State-Fuel Level Increment | 99999 | WA | Industrial NAICS Cogen | ST | PC | PC | 0 | 2020 | petroleum | FALSE
99999 | State-Fuel Level Increment | State-Fuel Level Increment | 99999 | WI | Electric Utility | ST | PC | PC | 0 | 2020 | petroleum | TRUE
99999 | State-Fuel Level Increment | State-Fuel Level Increment | 99999 | HI | Electric Utility | ST | PG | WOO | 0 | 2020 | other | TRUE
99999 | State-Fuel Level Increment | State-Fuel Level Increment | 99999 | LA | Electric Utility | ST | PG | WOO | 0 | 2020 | other | TRUE
99999 | State-Fuel Level Increment | State-Fuel Level Increment | 99999 | ME | NAICS-22 Non-Cogen | ST | PG | WOO | 301.272 | 2020 | other | TRUE
99999 | State-Fuel Level Increment | State-Fuel Level Increment | 99999 | PA | NAICS-22 Non-Cogen | ST | PG | WOO | 8164.56 | 2020 | other | TRUE
99999 | State-Fuel Level Increment | State-Fuel Level Increment | 99999 | PA | NAICS-22 Cogen | ST | PG | WOO | 0 | 2020 | other | TRUE
99999 | State-Fuel Level Increment | State-Fuel Level Increment | 99999 | WA | Industrial NAICS Cogen | ST | PG | WOO | 446.522 | 2020 | other | FALSE
99999 | State-Fuel Level Increment | State-Fuel Level Increment | 99999 | AR | Industrial NAICS Cogen | ST | PUR | OTH | 0 | 2020 | other | FALSE
99999 | State-Fuel Level Increment | State-Fuel Level Increment | 99999 | IN | Industrial NAICS Cogen | ST | PUR | OTH | 0 | 2020 | other | FALSE
99999 | State-Fuel Level Increment | State-Fuel Level Increment | 99999 | WI | Industrial NAICS Cogen | ST | PUR | OTH | 15889.367 | 2020 | other | FALSE
99999 | State-Fuel Level Increment | State-Fuel Level Increment | 99999 | MO | Electric Utility | ST | RC | COL | 559745.51 | 2020 | hard coal | TRUE
99999 | State-Fuel Level Increment | State-Fuel Level Increment | 99999 | NE | Electric Utility | ST | RC | COL | 42089.08 | 2020 | hard coal | TRUE
99999 | State-Fuel Level Increment | State-Fuel Level Increment | 99999 | AL | Industrial NAICS Cogen | ST | RFO | RFO | 842.932 | 2020 | petroleum | FALSE
99999 | State-Fuel Level Increment | State-Fuel Level Increment | 99999 | AR | Electric Utility | ST | RFO | RFO | 0 | 2020 | petroleum | TRUE
99999 | State-Fuel Level Increment | State-Fuel Level Increment | 99999 | AR | Industrial NAICS Cogen | ST | RFO | RFO | 0 | 2020 | petroleum | FALSE
99999 | State-Fuel Level Increment | State-Fuel Level Increment | 99999 | CA | Industrial NAICS Cogen | ST | RFO | RFO | 0 | 2020 | petroleum | FALSE
99999 | State-Fuel Level Increment | State-Fuel Level Increment | 99999 | CT | NAICS-22 Non-Cogen | ST | RFO | RFO | 5559.487 | 2020 | petroleum | TRUE
99999 | State-Fuel Level Increment | State-Fuel Level Increment | 99999 | DE | NAICS-22 Non-Cogen | ST | RFO | RFO | 6082.687 | 2020 | petroleum | TRUE
99999 | State-Fuel Level Increment | State-Fuel Level Increment | 99999 | FL | Electric Utility | ST | RFO | RFO | 0 | 2020 | petroleum | TRUE
99999 | State-Fuel Level Increment | State-Fuel Level Increment | 99999 | FL | Industrial NAICS Cogen | ST | RFO | RFO | 7264.827 | 2020 | petroleum | FALSE
99999 | State-Fuel Level Increment | State-Fuel Level Increment | 99999 | GA | Industrial NAICS Cogen | ST | RFO | RFO | 9929.596 | 2020 | petroleum | FALSE
99999 | State-Fuel Level Increment | State-Fuel Level Increment | 99999 | HI | Electric Utility | ST | RFO | RFO | 359745.46 | 2020 | petroleum | TRUE
99999 | State-Fuel Level Increment | State-Fuel Level Increment | 99999 | KS | Electric Utility | ST | RFO | RFO | 0 | 2020 | petroleum | TRUE
99999 | State-Fuel Level Increment | State-Fuel Level Increment | 99999 | LA | Electric Utility | ST | RFO | RFO | 0 | 2020 | petroleum | TRUE
99999 | State-Fuel Level Increment | State-Fuel Level Increment | 99999 | MA | Electric Utility | ST | RFO | RFO | 195.473 | 2020 | petroleum | TRUE
99999 | State-Fuel Level Increment | State-Fuel Level Increment | 99999 | MA | NAICS-22 Non-Cogen | ST | RFO | RFO | 3867.452 | 2020 | petroleum | TRUE
99999 | State-Fuel Level Increment | State-Fuel Level Increment | 99999 | MA | Commercial NAICS Cogen | ST | RFO | RFO | 75.728 | 2020 | petroleum | FALSE
99999 | State-Fuel Level Increment | State-Fuel Level Increment | 99999 | MD | NAICS-22 Non-Cogen | ST | RFO | RFO | 2305.499 | 2020 | petroleum | TRUE
99999 | State-Fuel Level Increment | State-Fuel Level Increment | 99999 | ME | NAICS-22 Non-Cogen | ST | RFO | RFO | 0 | 2020 | petroleum | TRUE
99999 | State-Fuel Level Increment | State-Fuel Level Increment | 99999 | ME | Industrial NAICS Cogen | ST | RFO | RFO | 792.385 | 2020 | petroleum | FALSE
99999 | State-Fuel Level Increment | State-Fuel Level Increment | 99999 | MI | Industrial NAICS Cogen | ST | RFO | RFO | 0 | 2020 | petroleum | FALSE
99999 | State-Fuel Level Increment | State-Fuel Level Increment | 99999 | MS | Electric Utility | ST | RFO | RFO | 0 | 2020 | petroleum | TRUE
99999 | State-Fuel Level Increment | State-Fuel Level Increment | 99999 | MT | Industrial NAICS Non-Cogen | ST | RFO | RFO | 0 | 2020 | petroleum | FALSE
99999 | State-Fuel Level Increment | State-Fuel Level Increment | 99999 | NC | Industrial NAICS Cogen | ST | RFO | RFO | 0 | 2020 | petroleum | FALSE
99999 | State-Fuel Level Increment | State-Fuel Level Increment | 99999 | NE | Electric Utility | ST | RFO | RFO | 0 | 2020 | petroleum | TRUE
99999 | State-Fuel Level Increment | State-Fuel Level Increment | 99999 | NY | NAICS-22 Non-Cogen | ST | RFO | RFO | 9219.516 | 2020 | petroleum | TRUE
99999 | State-Fuel Level Increment | State-Fuel Level Increment | 99999 | NY | Commercial NAICS Cogen | ST | RFO | RFO | 0 | 2020 | petroleum | FALSE
99999 | State-Fuel Level Increment | State-Fuel Level Increment | 99999 | NY | Industrial NAICS Cogen | ST | RFO | RFO | 0 | 2020 | petroleum | FALSE
99999 | State-Fuel Level Increment | State-Fuel Level Increment | 99999 | OK | Electric Utility | ST | RFO | RFO | 0 | 2020 | petroleum | TRUE
99999 | State-Fuel Level Increment | State-Fuel Level Increment | 99999 | OR | Industrial NAICS Cogen | ST | RFO | RFO | 0 | 2020 | petroleum | FALSE
99999 | State-Fuel Level Increment | State-Fuel Level Increment | 99999 | PA | Industrial NAICS Cogen | ST | RFO | RFO | 2.712 | 2020 | petroleum | FALSE
99999 | State-Fuel Level Increment | State-Fuel Level Increment | 99999 | SC | Electric Utility | ST | RFO | RFO | 0 | 2020 | petroleum | TRUE
99999 | State-Fuel Level Increment | State-Fuel Level Increment | 99999 | TX | Electric Utility | ST | RFO | RFO | 0 | 2020 | petroleum | TRUE
99999 | State-Fuel Level Increment | State-Fuel Level Increment | 99999 | TX | NAICS-22 Non-Cogen | ST | RFO | RFO | 0 | 2020 | petroleum | TRUE
99999 | State-Fuel Level Increment | State-Fuel Level Increment | 99999 | TX | Industrial NAICS Cogen | ST | RFO | RFO | 0 | 2020 | petroleum | FALSE
99999 | State-Fuel Level Increment | State-Fuel Level Increment | 99999 | VA | Electric Utility | ST | RFO | RFO | 3089.139 | 2020 | petroleum | TRUE
99999 | State-Fuel Level Increment | State-Fuel Level Increment | 99999 | WA | Industrial NAICS Cogen | ST | RFO | RFO | 5531.616 | 2020 | petroleum | FALSE
99999 | State-Fuel Level Increment | State-Fuel Level Increment | 99999 | WI | Industrial NAICS Cogen | ST | RFO | RFO | 0 | 2020 | petroleum | FALSE
99999 | State-Fuel Level Increment | State-Fuel Level Increment | 99999 | PA | Industrial NAICS Cogen | ST | SC | COL | 0 | 2020 | hard coal | FALSE
99999 | State-Fuel Level Increment | State-Fuel Level Increment | 99999 | AL | Industrial NAICS Cogen | ST | SLW | ORW | 0 | 2020 | biomass | FALSE
99999 | State-Fuel Level Increment | State-Fuel Level Increment | 99999 | GA | Industrial NAICS Cogen | ST | SLW | ORW | 5772.325 | 2020 | biomass | FALSE
99999 | State-Fuel Level Increment | State-Fuel Level Increment | 99999 | ME | Industrial NAICS Cogen | ST | SLW | ORW | 0 | 2020 | biomass | FALSE
99999 | State-Fuel Level Increment | State-Fuel Level Increment | 99999 | TN | Industrial NAICS Cogen | ST | SLW | ORW | 1645.008 | 2020 | biomass | FALSE
99999 | State-Fuel Level Increment | State-Fuel Level Increment | 99999 | WA | Industrial NAICS Cogen | ST | SLW | ORW | 0 | 2020 | biomass | FALSE
99999 | State-Fuel Level Increment | State-Fuel Level Increment | 99999 | AK | Electric Utility | ST | SUB | COL | 74019.969 | 2020 | hard coal | TRUE
99999 | State-Fuel Level Increment | State-Fuel Level Increment | 99999 | AK | NAICS-22 Cogen | ST | SUB | COL | 206203.51 | 2020 | hard coal | TRUE
99999 | State-Fuel Level Increment | State-Fuel Level Increment | 99999 | AK | Commercial NAICS Cogen | ST | SUB | COL | 71908.071 | 2020 | hard coal | FALSE
99999 | State-Fuel Level Increment | State-Fuel Level Increment | 99999 | AL | Electric Utility | ST | SUB | COL | 0 | 2020 | hard coal | TRUE
99999 | State-Fuel Level Increment | State-Fuel Level Increment | 99999 | CO | Electric Utility | ST | SUB | COL | 0 | 2020 | hard coal | TRUE
99999 | State-Fuel Level Increment | State-Fuel Level Increment | 99999 | IA | Electric Utility | ST | SUB | COL | 0 | 2020 | hard coal | TRUE
99999 | State-Fuel Level Increment | State-Fuel Level Increment | 99999 | IA | Industrial NAICS Cogen | ST | SUB | COL | 36656.508 | 2020 | hard coal | FALSE
99999 | State-Fuel Level Increment | State-Fuel Level Increment | 99999 | ID | Industrial NAICS Cogen | ST | SUB | COL | 0 | 2020 | hard coal | FALSE
99999 | State-Fuel Level Increment | State-Fuel Level Increment | 99999 | IL | NAICS-22 Non-Cogen | ST | SUB | COL | 39690.528 | 2020 | hard coal | TRUE
99999 | State-Fuel Level Increment | State-Fuel Level Increment | 99999 | MI | Electric Utility | ST | SUB | COL | 621478.51 | 2020 | hard coal | TRUE
99999 | State-Fuel Level Increment | State-Fuel Level Increment | 99999 | MN | Electric Utility | ST | SUB | COL | 203600.6 | 2020 | hard coal | TRUE
99999 | State-Fuel Level Increment | State-Fuel Level Increment | 99999 | MN | Electric Utility | ST | SUB | COL | 4259.383 | 2020 | hard coal | TRUE
99999 | State-Fuel Level Increment | State-Fuel Level Increment | 99999 | MN | Industrial NAICS Cogen | ST | SUB | COL | 128276.27 | 2020 | hard coal | FALSE
99999 | State-Fuel Level Increment | State-Fuel Level Increment | 99999 | MO | Electric Utility | ST | SUB | COL | 0 | 2020 | hard coal | TRUE
99999 | State-Fuel Level Increment | State-Fuel Level Increment | 99999 | MT | NAICS-22 Non-Cogen | ST | SUB | COL | 69599.496 | 2020 | hard coal | TRUE
99999 | State-Fuel Level Increment | State-Fuel Level Increment | 99999 | ND | Industrial NAICS Cogen | ST | SUB | COL | 122285.88 | 2020 | hard coal | FALSE
99999 | State-Fuel Level Increment | State-Fuel Level Increment | 99999 | NE | Electric Utility | ST | SUB | COL | 862005.32 | 2020 | hard coal | TRUE
99999 | State-Fuel Level Increment | State-Fuel Level Increment | 99999 | NE | Industrial NAICS Cogen | ST | SUB | COL | 38459.389 | 2020 | hard coal | FALSE
99999 | State-Fuel Level Increment | State-Fuel Level Increment | 99999 | NY | NAICS-22 Non-Cogen | ST | SUB | COL | 0 | 2020 | hard coal | TRUE
99999 | State-Fuel Level Increment | State-Fuel Level Increment | 99999 | OH | NAICS-22 Non-Cogen | ST | SUB | COL | 0 | 2020 | hard coal | TRUE
99999 | State-Fuel Level Increment | State-Fuel Level Increment | 99999 | PA | NAICS-22 Non-Cogen | ST | SUB | COL | 0 | 2020 | hard coal | TRUE
99999 | State-Fuel Level Increment | State-Fuel Level Increment | 99999 | WA | Industrial NAICS Cogen | ST | SUB | COL | 0 | 2020 | hard coal | FALSE
99999 | State-Fuel Level Increment | State-Fuel Level Increment | 99999 | WI | Electric Utility | ST | SUB | COL | 730.288 | 2020 | hard coal | TRUE
99999 | State-Fuel Level Increment | State-Fuel Level Increment | 99999 | WI | Industrial NAICS Cogen | ST | SUB | COL | 128793.24 | 2020 | hard coal | FALSE
99999 | State-Fuel Level Increment | State-Fuel Level Increment | 99999 | WY | Electric Utility | ST | SUB | COL | 2120315.9 | 2020 | hard coal | TRUE
99999 | State-Fuel Level Increment | State-Fuel Level Increment | 99999 | WY | Industrial NAICS Cogen | ST | SUB | COL | 195893.88 | 2020 | hard coal | FALSE
99999 | State-Fuel Level Increment | State-Fuel Level Increment | 99999 | FL | Industrial NAICS Cogen | ST | TDF | OTH | 2303.537 | 2020 | other | FALSE
99999 | State-Fuel Level Increment | State-Fuel Level Increment | 99999 | GA | Industrial NAICS Cogen | ST | TDF | OTH | 0 | 2020 | other | FALSE
99999 | State-Fuel Level Increment | State-Fuel Level Increment | 99999 | LA | Industrial NAICS Cogen | ST | TDF | OTH | 0 | 2020 | other | FALSE
99999 | State-Fuel Level Increment | State-Fuel Level Increment | 99999 | MA | NAICS-22 Non-Cogen | ST | TDF | OTH | 255.02 | 2020 | other | TRUE
99999 | State-Fuel Level Increment | State-Fuel Level Increment | 99999 | MI | NAICS-22 Non-Cogen | ST | TDF | OTH | 79927.809 | 2020 | other | TRUE
99999 | State-Fuel Level Increment | State-Fuel Level Increment | 99999 | TN | Industrial NAICS Cogen | ST | TDF | OTH | 5225.37 | 2020 | other | FALSE
99999 | State-Fuel Level Increment | State-Fuel Level Increment | 99999 | TX | Industrial NAICS Cogen | ST | TDF | OTH | 1314.961 | 2020 | other | FALSE
99999 | State-Fuel Level Increment | State-Fuel Level Increment | 99999 | WI | Electric Utility | ST | TDF | OTH | 6975.753 | 2020 | other | TRUE
99999 | State-Fuel Level Increment | State-Fuel Level Increment | 99999 | MT | NAICS-22 Non-Cogen | ST | WC | WOC | 302124.32 | 2020 | hard coal | TRUE
99999 | State-Fuel Level Increment | State-Fuel Level Increment | 99999 | PA | NAICS-22 Non-Cogen | ST | WC | WOC | 1048261.8 | 2020 | hard coal | TRUE
99999 | State-Fuel Level Increment | State-Fuel Level Increment | 99999 | PA | NAICS-22 Cogen | ST | WC | WOC | 1063845 | 2020 | hard coal | TRUE
99999 | State-Fuel Level Increment | State-Fuel Level Increment | 99999 | WV | NAICS-22 Non-Cogen | ST | WC | WOC | 520651.31 | 2020 | hard coal | TRUE
99999 | State-Fuel Level Increment | State-Fuel Level Increment | 99999 | FL | Industrial NAICS Cogen | ST | WDL | WWW | 112157.91 | 2020 | biomass | FALSE
99999 | State-Fuel Level Increment | State-Fuel Level Increment | 99999 | NY | Industrial NAICS Cogen | ST | WDL | WWW | 65460.003 | 2020 | biomass | FALSE
99999 | State-Fuel Level Increment | State-Fuel Level Increment | 99999 | WA | Industrial NAICS Cogen | ST | WDL | WWW | 80554.833 | 2020 | biomass | FALSE
99999 | State-Fuel Level Increment | State-Fuel Level Increment | 99999 | AK | NAICS-22 Cogen | ST | WDS | WWW | 0 | 2020 | biomass | TRUE
99999 | State-Fuel Level Increment | State-Fuel Level Increment | 99999 | AL | Industrial NAICS Cogen | ST | WDS | WWW | 361786.06 | 2020 | biomass | FALSE
99999 | State-Fuel Level Increment | State-Fuel Level Increment | 99999 | AR | Industrial NAICS Cogen | ST | WDS | WWW | 0 | 2020 | biomass | FALSE
99999 | State-Fuel Level Increment | State-Fuel Level Increment | 99999 | AZ | NAICS-22 Non-Cogen | ST | WDS | WWW | 194785.04 | 2020 | biomass | TRUE
99999 | State-Fuel Level Increment | State-Fuel Level Increment | 99999 | CA | NAICS-22 Non-Cogen | ST | WDS | WWW | 833954.42 | 2020 | biomass | TRUE
99999 | State-Fuel Level Increment | State-Fuel Level Increment | 99999 | CA | NAICS-22 Cogen | ST | WDS | WWW | 866005.35 | 2020 | biomass | TRUE
99999 | State-Fuel Level Increment | State-Fuel Level Increment | 99999 | CA | Industrial NAICS Non-Cogen | ST | WDS | WWW | 199698.28 | 2020 | biomass | FALSE
99999 | State-Fuel Level Increment | State-Fuel Level Increment | 99999 | CA | Industrial NAICS Cogen | ST | WDS | WWW | 410084.3 | 2020 | biomass | FALSE
99999 | State-Fuel Level Increment | State-Fuel Level Increment | 99999 | CT | NAICS-22 Non-Cogen | ST | WDS | WWW | 257025.7 | 2020 | biomass | TRUE
99999 | State-Fuel Level Increment | State-Fuel Level Increment | 99999 | FL | Electric Utility | ST | WDS | WWW | 44738.971 | 2020 | biomass | TRUE
99999 | State-Fuel Level Increment | State-Fuel Level Increment | 99999 | FL | NAICS-22 Non-Cogen | ST | WDS | WWW | 84721.676 | 2020 | biomass | TRUE
99999 | State-Fuel Level Increment | State-Fuel Level Increment | 99999 | FL | Industrial NAICS Cogen | ST | WDS | WWW | 272661.92 | 2020 | biomass | FALSE
99999 | State-Fuel Level Increment | State-Fuel Level Increment | 99999 | GA | NAICS-22 Non-Cogen | ST | WDS | WWW | 100222.69 | 2020 | biomass | TRUE
99999 | State-Fuel Level Increment | State-Fuel Level Increment | 99999 | GA | Industrial NAICS Cogen | ST | WDS | WWW | 875543.86 | 2020 | biomass | FALSE
99999 | State-Fuel Level Increment | State-Fuel Level Increment | 99999 | HI | NAICS-22 Non-Cogen | ST | WDS | WWW | 0 | 2020 | biomass | TRUE
99999 | State-Fuel Level Increment | State-Fuel Level Increment | 99999 | IA | Electric Utility | ST | WDS | WWW | 0 | 2020 | biomass | TRUE
99999 | State-Fuel Level Increment | State-Fuel Level Increment | 99999 | KY | Industrial NAICS Cogen | ST | WDS | WWW | 70733.903 | 2020 | biomass | FALSE
99999 | State-Fuel Level Increment | State-Fuel Level Increment | 99999 | LA | Industrial NAICS Cogen | ST | WDS | WWW | 366664.88 | 2020 | biomass | FALSE
99999 | State-Fuel Level Increment | State-Fuel Level Increment | 99999 | MA | NAICS-22 Non-Cogen | ST | WDS | WWW | 95214.968 | 2020 | biomass | TRUE
99999 | State-Fuel Level Increment | State-Fuel Level Increment | 99999 | ME | NAICS-22 Non-Cogen | ST | WDS | WWW | 411127.86 | 2020 | biomass | TRUE
99999 | State-Fuel Level Increment | State-Fuel Level Increment | 99999 | ME | Industrial NAICS Cogen | ST | WDS | WWW | 237130.77 | 2020 | biomass | FALSE
99999 | State-Fuel Level Increment | State-Fuel Level Increment | 99999 | MI | NAICS-22 Non-Cogen | ST | WDS | WWW | 676506.21 | 2020 | biomass | TRUE
99999 | State-Fuel Level Increment | State-Fuel Level Increment | 99999 | MI | Industrial NAICS Cogen | ST | WDS | WWW | 91934.222 | 2020 | biomass | FALSE
99999 | State-Fuel Level Increment | State-Fuel Level Increment | 99999 | MN | Electric Utility | ST | WDS | WWW | 7190.933 | 2020 | biomass | TRUE
99999 | State-Fuel Level Increment | State-Fuel Level Increment | 99999 | MN | Electric Utility | ST | WDS | WWW | 3026.296 | 2020 | biomass | TRUE
99999 | State-Fuel Level Increment | State-Fuel Level Increment | 99999 | MN | NAICS-22 Cogen | ST | WDS | WWW | 153759.04 | 2020 | biomass | TRUE
99999 | State-Fuel Level Increment | State-Fuel Level Increment | 99999 | MS | Industrial NAICS Cogen | ST | WDS | WWW | 82536.798 | 2020 | biomass | FALSE
99999 | State-Fuel Level Increment | State-Fuel Level Increment | 99999 | NC | NAICS-22 Cogen | ST | WDS | WWW | 93001.349 | 2020 | biomass | TRUE
99999 | State-Fuel Level Increment | State-Fuel Level Increment | 99999 | NC | Industrial NAICS Cogen | ST | WDS | WWW | 168903.36 | 2020 | biomass | FALSE
99999 | State-Fuel Level Increment | State-Fuel Level Increment | 99999 | NH | NAICS-22 Non-Cogen | ST | WDS | WWW | 801974.21 | 2020 | biomass | TRUE
99999 | State-Fuel Level Increment | State-Fuel Level Increment | 99999 | NY | NAICS-22 Non-Cogen | ST | WDS | WWW | 0 | 2020 | biomass | TRUE
99999 | State-Fuel Level Increment | State-Fuel Level Increment | 99999 | NY | Industrial NAICS Cogen | ST | WDS | WWW | 23640.923 | 2020 | biomass | FALSE
99999 | State-Fuel Level Increment | State-Fuel Level Increment | 99999 | OR | NAICS-22 Non-Cogen | ST | WDS | WWW | 147427.45 | 2020 | biomass | TRUE
99999 | State-Fuel Level Increment | State-Fuel Level Increment | 99999 | OR | NAICS-22 Cogen | ST | WDS | WWW | 0 | 2020 | biomass | TRUE
99999 | State-Fuel Level Increment | State-Fuel Level Increment | 99999 | OR | Industrial NAICS Cogen | ST | WDS | WWW | 331845.51 | 2020 | biomass | FALSE
99999 | State-Fuel Level Increment | State-Fuel Level Increment | 99999 | SC | NAICS-22 Non-Cogen | ST | WDS | WWW | 302748.93 | 2020 | biomass | TRUE
99999 | State-Fuel Level Increment | State-Fuel Level Increment | 99999 | SC | Industrial NAICS Cogen | ST | WDS | WWW | 37170.563 | 2020 | biomass | FALSE
99999 | State-Fuel Level Increment | State-Fuel Level Increment | 99999 | SD | Industrial NAICS Cogen | ST | WDS | WWW | 0 | 2020 | biomass | FALSE
99999 | State-Fuel Level Increment | State-Fuel Level Increment | 99999 | TN | Industrial NAICS Cogen | ST | WDS | WWW | 73983.44 | 2020 | biomass | FALSE
99999 | State-Fuel Level Increment | State-Fuel Level Increment | 99999 | TX | Industrial NAICS Cogen | ST | WDS | WWW | 253731.61 | 2020 | biomass | FALSE
99999 | State-Fuel Level Increment | State-Fuel Level Increment | 99999 | VA | Electric Utility | ST | WDS | WWW | 673244.75 | 2020 | biomass | TRUE
99999 | State-Fuel Level Increment | State-Fuel Level Increment | 99999 | VA | NAICS-22 Non-Cogen | ST | WDS | WWW | 177370.85 | 2020 | biomass | TRUE
99999 | State-Fuel Level Increment | State-Fuel Level Increment | 99999 | VT | NAICS-22 Non-Cogen | ST | WDS | WWW | 125312.81 | 2020 | biomass | TRUE
99999 | State-Fuel Level Increment | State-Fuel Level Increment | 99999 | WA | Electric Utility | ST | WDS | WWW | 288759.6 | 2020 | biomass | TRUE
99999 | State-Fuel Level Increment | State-Fuel Level Increment | 99999 | WA | Industrial NAICS Cogen | ST | WDS | WWW | 467813.23 | 2020 | biomass | FALSE
99999 | State-Fuel Level Increment | State-Fuel Level Increment | 99999 | WI | Electric Utility | ST | WDS | WWW | 156499.55 | 2020 | biomass | TRUE
99999 | State-Fuel Level Increment | State-Fuel Level Increment | 99999 | WI | Electric Utility | ST | WDS | WWW | 97025.156 | 2020 | biomass | TRUE
99999 | State-Fuel Level Increment | State-Fuel Level Increment | 99999 | WI | Industrial NAICS Cogen | ST | WDS | WWW | 63881.945 | 2020 | biomass | FALSE
99999 | State-Fuel Level Increment | State-Fuel Level Increment | 99999 | CA | Industrial NAICS Cogen | ST | WH | OTH | 23145.563 | 2020 | other | FALSE
99999 | State-Fuel Level Increment | State-Fuel Level Increment | 99999 | ND | Electric Utility | ST | WH | OTH | 41930.131 | 2020 | other | TRUE
99999 | State-Fuel Level Increment | State-Fuel Level Increment | 99999 | TX | Industrial NAICS Non-Cogen | ST | WH | OTH | 2.097 | 2020 | other | FALSE
99999 | State-Fuel Level Increment | State-Fuel Level Increment | 99999 | TX | Industrial NAICS Cogen | ST | WH | OTH | 62110.507 | 2020 | other | FALSE
99999 | State-Fuel Level Increment | State-Fuel Level Increment | 99999 | UT | Electric Utility | ST | WH | OTH | 51431.124 | 2020 | other | TRUE
99999 | State-Fuel Level Increment | State-Fuel Level Increment | 99999 | WY | Industrial NAICS Cogen | ST | WH | OTH | 0 | 2020 | other | FALSE
99999 | State-Fuel Level Increment | State-Fuel Level Increment | 99999 | AR | Industrial NAICS Cogen | ST | WO | WOO | 0 | 2020 | petroleum | FALSE
99999 | State-Fuel Level Increment | State-Fuel Level Increment | 99999 | GA | Industrial NAICS Cogen | ST | WO | WOO | 1186.902 | 2020 | petroleum | FALSE
99999 | State-Fuel Level Increment | State-Fuel Level Increment | 99999 | WA | Industrial NAICS Cogen | ST | WO | WOO | 2126.642 | 2020 | petroleum | FALSE
99999 | State-Fuel Level Increment | State-Fuel Level Increment | 99999 | NE | NAICS-22 Non-Cogen | WT | SUN | SUN | 5538.594 | 2020 | solar thermal | TRUE
99999 | State-Fuel Level Increment | State-Fuel Level Increment | 99999 | AK | Electric Utility | WT | WND | WND | 104381.42 | 2020 | onshore wind | TRUE
99999 | State-Fuel Level Increment | State-Fuel Level Increment | 99999 | AK | NAICS-22 Non-Cogen | WT | WND | WND | 58794.051 | 2020 | onshore wind | TRUE
99999 | State-Fuel Level Increment | State-Fuel Level Increment | 99999 | AZ | NAICS-22 Non-Cogen | WT | WND | WND | 21833.261 | 2020 | onshore wind | TRUE
99999 | State-Fuel Level Increment | State-Fuel Level Increment | 99999 | CA | Electric Utility | WT | WND | WND | 247380.35 | 2020 | onshore wind | TRUE
99999 | State-Fuel Level Increment | State-Fuel Level Increment | 99999 | CA | NAICS-22 Non-Cogen | WT | WND | WND | 10799922 | 2020 | onshore wind | TRUE
99999 | State-Fuel Level Increment | State-Fuel Level Increment | 99999 | CO | Electric Utility | WT | WND | WND | 303810.97 | 2020 | onshore wind | TRUE
99999 | State-Fuel Level Increment | State-Fuel Level Increment | 99999 | CO | NAICS-22 Non-Cogen | WT | WND | WND | 3074168.5 | 2020 | onshore wind | TRUE
99999 | State-Fuel Level Increment | State-Fuel Level Increment | 99999 | CO | Commercial NAICS Non-Cogen | WT | WND | WND | 19582.057 | 2020 | onshore wind | FALSE
99999 | State-Fuel Level Increment | State-Fuel Level Increment | 99999 | HI | NAICS-22 Non-Cogen | WT | WND | WND | 123368.97 | 2020 | onshore wind | TRUE
99999 | State-Fuel Level Increment | State-Fuel Level Increment | 99999 | IA | Electric Utility | WT | WND | WND | 9328554.7 | 2020 | onshore wind | TRUE
99999 | State-Fuel Level Increment | State-Fuel Level Increment | 99999 | IA | NAICS-22 Non-Cogen | WT | WND | WND | 3221761.2 | 2020 | onshore wind | TRUE
99999 | State-Fuel Level Increment | State-Fuel Level Increment | 99999 | ID | Electric Utility | WT | WND | WND | 172831.01 | 2020 | onshore wind | TRUE
99999 | State-Fuel Level Increment | State-Fuel Level Increment | 99999 | ID | NAICS-22 Non-Cogen | WT | WND | WND | 2334451.3 | 2020 | onshore wind | TRUE
99999 | State-Fuel Level Increment | State-Fuel Level Increment | 99999 | IL | Electric Utility | WT | WND | WND | 7579.416 | 2020 | onshore wind | TRUE
99999 | State-Fuel Level Increment | State-Fuel Level Increment | 99999 | IL | NAICS-22 Non-Cogen | WT | WND | WND | 7918723.3 | 2020 | onshore wind | TRUE
99999 | State-Fuel Level Increment | State-Fuel Level Increment | 99999 | IL | Commercial NAICS Non-Cogen | WT | WND | WND | 5035.187 | 2020 | onshore wind | FALSE
99999 | State-Fuel Level Increment | State-Fuel Level Increment | 99999 | IN | NAICS-22 Non-Cogen | WT | WND | WND | 3190271.9 | 2020 | onshore wind | TRUE
99999 | State-Fuel Level Increment | State-Fuel Level Increment | 99999 | KS | Electric Utility | WT | WND | WND | 739951.79 | 2020 | onshore wind | TRUE
99999 | State-Fuel Level Increment | State-Fuel Level Increment | 99999 | KS | NAICS-22 Non-Cogen | WT | WND | WND | 6094141.2 | 2020 | onshore wind | TRUE
99999 | State-Fuel Level Increment | State-Fuel Level Increment | 99999 | KS | Commercial NAICS Non-Cogen | WT | WND | WND | 16616.572 | 2020 | onshore wind | FALSE
99999 | State-Fuel Level Increment | State-Fuel Level Increment | 99999 | MA | Electric Utility | WT | WND | WND | 14667.856 | 2020 | onshore wind | TRUE
99999 | State-Fuel Level Increment | State-Fuel Level Increment | 99999 | MA | NAICS-22 Non-Cogen | WT | WND | WND | 82503.143 | 2020 | onshore wind | TRUE
99999 | State-Fuel Level Increment | State-Fuel Level Increment | 99999 | MA | Commercial NAICS Non-Cogen | WT | WND | WND | 4313.509 | 2020 | onshore wind | FALSE
99999 | State-Fuel Level Increment | State-Fuel Level Increment | 99999 | MA | Industrial NAICS Non-Cogen | WT | WND | WND | 3441.84 | 2020 | onshore wind | FALSE
99999 | State-Fuel Level Increment | State-Fuel Level Increment | 99999 | MD | NAICS-22 Non-Cogen | WT | WND | WND | 9020.515 | 2020 | onshore wind | TRUE
99999 | State-Fuel Level Increment | State-Fuel Level Increment | 99999 | ME | NAICS-22 Non-Cogen | WT | WND | WND | 1058914.6 | 2020 | onshore wind | TRUE
99999 | State-Fuel Level Increment | State-Fuel Level Increment | 99999 | MI | Electric Utility | WT | WND | WND | 855940.93 | 2020 | onshore wind | TRUE
99999 | State-Fuel Level Increment | State-Fuel Level Increment | 99999 | MI | NAICS-22 Non-Cogen | WT | WND | WND | 1931464.3 | 2020 | onshore wind | TRUE
99999 | State-Fuel Level Increment | State-Fuel Level Increment | 99999 | MN | Electric Utility | WT | WND | WND | 1992104.9 | 2020 | onshore wind | TRUE
99999 | State-Fuel Level Increment | State-Fuel Level Increment | 99999 | MN | Electric Utility | WT | WND | WND | 4692.656 | 2020 | onshore wind | TRUE
99999 | State-Fuel Level Increment | State-Fuel Level Increment | 99999 | MN | NAICS-22 Non-Cogen | WT | WND | WND | 5619753.1 | 2020 | onshore wind | TRUE
99999 | State-Fuel Level Increment | State-Fuel Level Increment | 99999 | MN | Commercial NAICS Non-Cogen | WT | WND | WND | 26785.374 | 2020 | onshore wind | FALSE
99999 | State-Fuel Level Increment | State-Fuel Level Increment | 99999 | MO | NAICS-22 Non-Cogen | WT | WND | WND | 357570.73 | 2020 | onshore wind | TRUE
99999 | State-Fuel Level Increment | State-Fuel Level Increment | 99999 | MT | Electric Utility | WT | WND | WND | 256785.63 | 2020 | onshore wind | TRUE
99999 | State-Fuel Level Increment | State-Fuel Level Increment | 99999 | MT | NAICS-22 Non-Cogen | WT | WND | WND | 248805.61 | 2020 | onshore wind | TRUE
99999 | State-Fuel Level Increment | State-Fuel Level Increment | 99999 | ND | Electric Utility | WT | WND | WND | 3616247.2 | 2020 | onshore wind | TRUE
99999 | State-Fuel Level Increment | State-Fuel Level Increment | 99999 | ND | NAICS-22 Non-Cogen | WT | WND | WND | 3837150.7 | 2020 | onshore wind | TRUE
99999 | State-Fuel Level Increment | State-Fuel Level Increment | 99999 | ND | Commercial NAICS Non-Cogen | WT | WND | WND | 3101.912 | 2020 | onshore wind | FALSE
99999 | State-Fuel Level Increment | State-Fuel Level Increment | 99999 | NE | Electric Utility | WT | WND | WND | 328399.45 | 2020 | onshore wind | TRUE
99999 | State-Fuel Level Increment | State-Fuel Level Increment | 99999 | NE | NAICS-22 Non-Cogen | WT | WND | WND | 2814325.4 | 2020 | onshore wind | TRUE
99999 | State-Fuel Level Increment | State-Fuel Level Increment | 99999 | NH | NAICS-22 Non-Cogen | WT | WND | WND | 9538.736 | 2020 | onshore wind | TRUE
99999 | State-Fuel Level Increment | State-Fuel Level Increment | 99999 | NJ | NAICS-22 Non-Cogen | WT | WND | WND | 2311.663 | 2020 | onshore wind | TRUE
99999 | State-Fuel Level Increment | State-Fuel Level Increment | 99999 | NM | NAICS-22 Non-Cogen | WT | WND | WND | 1643714.6 | 2020 | onshore wind | TRUE
99999 | State-Fuel Level Increment | State-Fuel Level Increment | 99999 | NM | Commercial NAICS Non-Cogen | WT | WND | WND | 2917.032 | 2020 | onshore wind | FALSE
99999 | State-Fuel Level Increment | State-Fuel Level Increment | 99999 | NV | NAICS-22 Non-Cogen | WT | WND | WND | 30429.147 | 2020 | onshore wind | TRUE
99999 | State-Fuel Level Increment | State-Fuel Level Increment | 99999 | NY | NAICS-22 Non-Cogen | WT | WND | WND | 2944852.1 | 2020 | onshore wind | TRUE
99999 | State-Fuel Level Increment | State-Fuel Level Increment | 99999 | NY | Commercial NAICS Non-Cogen | WT | WND | WND | 3563.303 | 2020 | onshore wind | FALSE
99999 | State-Fuel Level Increment | State-Fuel Level Increment | 99999 | NY | Industrial NAICS Cogen | WT | WND | WND | 1051.643 | 2020 | onshore wind | FALSE
99999 | State-Fuel Level Increment | State-Fuel Level Increment | 99999 | OH | Electric Utility | WT | WND | WND | 15274.693 | 2020 | onshore wind | TRUE
99999 | State-Fuel Level Increment | State-Fuel Level Increment | 99999 | OH | NAICS-22 Non-Cogen | WT | WND | WND | 23175.048 | 2020 | onshore wind | TRUE
99999 | State-Fuel Level Increment | State-Fuel Level Increment | 99999 | OH | Industrial NAICS Non-Cogen | WT | WND | WND | 90462.886 | 2020 | onshore wind | FALSE
99999 | State-Fuel Level Increment | State-Fuel Level Increment | 99999 | OK | Electric Utility | WT | WND | WND | 575571.09 | 2020 | onshore wind | TRUE
99999 | State-Fuel Level Increment | State-Fuel Level Increment | 99999 | OK | NAICS-22 Non-Cogen | WT | WND | WND | 10803802 | 2020 | onshore wind | TRUE
99999 | State-Fuel Level Increment | State-Fuel Level Increment | 99999 | OR | Electric Utility | WT | WND | WND | 184419.34 | 2020 | onshore wind | TRUE
99999 | State-Fuel Level Increment | State-Fuel Level Increment | 99999 | OR | NAICS-22 Non-Cogen | WT | WND | WND | 3847837.6 | 2020 | onshore wind | TRUE
99999 | State-Fuel Level Increment | State-Fuel Level Increment | 99999 | PA | NAICS-22 Non-Cogen | WT | WND | WND | 2652728.2 | 2020 | onshore wind | TRUE
99999 | State-Fuel Level Increment | State-Fuel Level Increment | 99999 | RI | NAICS-22 Non-Cogen | WT | WND | WND | 69736.288 | 2020 | onshore wind | TRUE
99999 | State-Fuel Level Increment | State-Fuel Level Increment | 99999 | SD | Electric Utility | WT | WND | WND | 726088.82 | 2020 | onshore wind | TRUE
99999 | State-Fuel Level Increment | State-Fuel Level Increment | 99999 | SD | NAICS-22 Non-Cogen | WT | WND | WND | 664200.81 | 2020 | onshore wind | TRUE
99999 | State-Fuel Level Increment | State-Fuel Level Increment | 99999 | TN | NAICS-22 Non-Cogen | WT | WND | WND | 54463.733 | 2020 | onshore wind | TRUE
99999 | State-Fuel Level Increment | State-Fuel Level Increment | 99999 | TX | Electric Utility | WT | WND | WND | 254245.07 | 2020 | onshore wind | TRUE
99999 | State-Fuel Level Increment | State-Fuel Level Increment | 99999 | TX | NAICS-22 Non-Cogen | WT | WND | WND | 31246832 | 2020 | onshore wind | TRUE
99999 | State-Fuel Level Increment | State-Fuel Level Increment | 99999 | TX | Commercial NAICS Non-Cogen | WT | WND | WND | 6124.332 | 2020 | onshore wind | FALSE
99999 | State-Fuel Level Increment | State-Fuel Level Increment | 99999 | TX | Industrial NAICS Non-Cogen | WT | WND | WND | 8321.315 | 2020 | onshore wind | FALSE
99999 | State-Fuel Level Increment | State-Fuel Level Increment | 99999 | UT | NAICS-22 Non-Cogen | WT | WND | WND | 2806.285 | 2020 | onshore wind | TRUE
99999 | State-Fuel Level Increment | State-Fuel Level Increment | 99999 | WA | Electric Utility | WT | WND | WND | 2132961.1 | 2020 | onshore wind | TRUE
99999 | State-Fuel Level Increment | State-Fuel Level Increment | 99999 | WA | NAICS-22 Non-Cogen | WT | WND | WND | 2815672.7 | 2020 | onshore wind | TRUE
99999 | State-Fuel Level Increment | State-Fuel Level Increment | 99999 | WI | Electric Utility | WT | WND | WND | 217050.23 | 2020 | onshore wind | TRUE
99999 | State-Fuel Level Increment | State-Fuel Level Increment | 99999 | WI | NAICS-22 Non-Cogen | WT | WND | WND | 70079.474 | 2020 | onshore wind | TRUE
99999 | State-Fuel Level Increment | State-Fuel Level Increment | 99999 | WI | Commercial NAICS Non-Cogen | WT | WND | WND | 25119.083 | 2020 | onshore wind | FALSE
99999 | State-Fuel Level Increment | State-Fuel Level Increment | 99999 | WY | Electric Utility | WT | WND | WND | 2044406.3 | 2020 | onshore wind | TRUE
99999 | State-Fuel Level Increment | State-Fuel Level Increment | 99999 | WY | NAICS-22 Non-Cogen | WT | WND | WND | 961699.72 | 2020 | onshore wind | TRUE

## Gridlab Cap Factors
OR
Raw |  | 2019 | 2020 | 2021 | 2022 | 2023 | 2024 | 2025 | 2026 | 2027 | 2028 | 2029 | 2030 | 2031 | 2032 | 2033 | 2034 | 2035 | 2036 | 2037 | 2038 | 2039 | 2040 | 2041 | 2042 | 2043 | 2044 | 2045 | 2046 | 2047 | 2048 | 2049 | 2050
solar PV | Utility PV | 0.24733 | 0.24667 | 0.24567 | 0.24467 | 0.24367 | 0.242 | 0.24067 | 0.23967 | 0.242 | 0.24133 | 0.23967 | 0.23767 | 0.237 | 0.23633 | 0.24033 | 0.24 | 0.239 | 0.238 | 0.237 | 0.236 | 0.23467 | 0.233 | 0.232 | 0.231 | 0.23 | 0.229 | 0.228 | 0.225 | 0.22267 | 0.21967 | 0.216 | 0.21167
offshore wind | Wind offshore | 0 | 0 | 0 | 0 | 0 | 0 | 0 | 0 | 0 | 0 | 0 | 0 | 0 | 0 | 0.453 | 0.453 | 0.453 | 0.4265 | 0.425 | 0.424 | 0.423 | 0.4225 | 0.429 | 0.434 | 0.437 | 0.4405 | 0.443 | 0.442 | 0.441 | 0.4405 | 0.44 | 0.4395
onshore wind | Wind onshore | 0.308 | 0.3095 | 0.36 | 0.36067 | 0.359 | 0.358 | 0.36333 | 0.365 | 0.35667 | 0.353 | 0.34567 | 0.33833 | 0.336 | 0.333 | 0.33233 | 0.33667 | 0.342 | 0.345 | 0.34767 | 0.35033 | 0.353 | 0.356 | 0.358 | 0.35967 | 0.36167 | 0.36367 | 0.36567 | 0.36833 | 0.371 | 0.374 | 0.37667 | 0.38
Fix Zeros
solar PV | Utility PV | 0.24733 | 0.24667 | 0.24567 | 0.24467 | 0.24367 | 0.242 | 0.24067 | 0.23967 | 0.242 | 0.24133 | 0.23967 | 0.23767 | 0.237 | 0.23633 | 0.24033 | 0.24 | 0.239 | 0.238 | 0.237 | 0.236 | 0.23467 | 0.233 | 0.232 | 0.231 | 0.23 | 0.229 | 0.228 | 0.225 | 0.22267 | 0.21967 | 0.216 | 0.21167
offshore wind | Wind offshore | 0.24583 | 0.24583 | 0.24583 | 0.24583 | 0.24583 | 0.24583 | 0.24583 | 0.24583 | 0.24583 | 0.24583 | 0.24583 | 0.24583 | 0.24583 | 0.24583 | 0.453 | 0.453 | 0.453 | 0.4265 | 0.425 | 0.424 | 0.423 | 0.4225 | 0.429 | 0.434 | 0.437 | 0.4405 | 0.443 | 0.442 | 0.441 | 0.4405 | 0.44 | 0.4395
onshore wind | Wind onshore | 0.308 | 0.3095 | 0.36 | 0.36067 | 0.359 | 0.358 | 0.36333 | 0.365 | 0.35667 | 0.353 | 0.34567 | 0.33833 | 0.336 | 0.333 | 0.33233 | 0.33667 | 0.342 | 0.345 | 0.34767 | 0.35033 | 0.353 | 0.356 | 0.358 | 0.35967 | 0.36167 | 0.36367 | 0.36567 | 0.36833 | 0.371 | 0.374 | 0.37667 | 0.38
| Average of Capacity factor (MWh/MW) | 2019: Column Labels
| Row Labels | 2010 | 2011 | 2012 | 2013 | 2014 | 2015 | 2016 | 2017 | 2018 | 2019 | 2020 | 2021 | 2022 | 2023 | 2024 | 2025 | 2026 | 2027 | 2028 | 2029 | 2030 | 2031 | 2032 | 2033 | 2034 | 2035 | 2036 | 2037 | 2038 | 2039 | 2040 | 2041 | 2042 | 2043 | 2044 | 2045 | 2046 | 2047 | 2048 | 2049 | 2050 | Grand Total
AL | AL | 0.38443 | 0.401 | 0.41743 | 0.37462 | 0.36312 | 0.37594 | 0.39335 | 0.35695 | 0.34937 | 0.35274 | 0.356 | 0.35295 | 0.34979 | 0.33737 | 0.32437 | 0.32242 | 0.32063 | 0.3109 | 0.3005 | 0.28919 | 0.264 | 0.25852 | 0.25129 | 0.24443 | 0.2391 | 0.23179 | 0.23089 | 0.23016 | 0.22953 | 0.22884 | 0.22826 | 0.22926 | 0.23026 | 0.23121 | 0.23221 | 0.23311 | 0.24065 | 0.24035 | 0.2402 | 0.2398 | 0.26617 | 0.2901
AL | Battery | [7 empty] | -0.001 | -0.001 | 0 | 0 | 0 | 0 | 0 | 0 | -0.01 | -0.02 | -0.033 | -0.046 | -0.048 | -0.0495 | -0.0465 | -0.0465 | -0.054 | -0.056 | -0.057 | -0.0595 | -0.061 | -0.0625 | -0.064 | -0.065 | -0.0635 | -0.062 | -0.061 | -0.0595 | -0.0585 | -0.056 | -0.054 | -0.052 | -0.0505 | -0.049 | -0.046107
AL | Biopower | 0.261 | 0.261 | 0.261 | 0.261 | 0.261 | 0.261 | 0.261 | 0.261 | 0.261 | 0.261 | 0.261 | 0.261 | 0.261 | 0.261 | 0.261 | 0.261 | 0.261 | 0.261 | 0.261 | 0.261 | 0.261 | 0.261 | 0.261 | 0.261 | 0.261 | 0.522 | 0.522 | 0.522 | 0.522 | 0.522 | 0.522 | 0.522 | 0.522 | 0.522 | 0.522 | 0.522 | 0.522 | 0.522 | 0.522 | 0.522 | 0.522 | 0.32427
AL | Coal | 0.81 | 0.691 | 0.572 | 0.6965 | 0.8305 | 0.7435 | 0.631 | 0.6715 | 0.712 | 0.658 | 0.604 | 0.6175 | 0.631 | 0.6225 | 0.614 | 0.713 | 0.8115 | 0.788 | 0.764 | 0.7565 | 0.652 | 0.589 | 0.509 | 0.509 | 0.509 | [16 empty] | 0.68098
AL | CSP
AL | Dist PV |  |  |  | 0.175 | 0.175 | 0.175 | 0.175 | 0.175 | 0.175 | 0.175 | 0.175 | 0.175 | 0.175 | 0.175 | 0.175 | 0.175 | 0.175 | 0.1385 | 0.119 | 0.1565 | 0.175 | 0.172 | 0.17 | 0.172 | 0.174 | 0.175 | 0.175 | 0.175 | 0.175 | 0.175 | 0.175 | 0.1745 | 0.174 | 0.1735 | 0.173 | 0.1725 | 0.1715 | 0.1705 | 0.17 | 0.169 | 0.1685 | 0.17089
AL | Gas CCGT | 0.368 | 0.6345 | 0.901 | 0.632 | 0.362 | 0.6315 | 0.9005 | 0.8205 | 0.7405 | 0.8195 | 0.8985 | 0.8665 | 0.834 | 0.7195 | 0.605 | 0.497 | 0.3885 | 0.334 | 0.2795 | 0.3005 | 0.3205 | 0.297 | 0.273 | 0.223 | 0.1735 | 0.124 | 0.1225 | 0.121 | 0.12 | 0.119 | 0.1175 | 0.123 | 0.1285 | 0.1335 | 0.139 | 0.144 | 0.14 | 0.1365 | 0.1325 | 0.1285 | 0.1245 | 0.38717
AL | Gas CT | 0.0035 | 0.0105 | 0.017 | 0.012 | 0.0065 | 0.011 | 0.015 | 0.012 | 0.0095 | 0.0075 | 0.0055 | 0.005 | 0.004 | 0.003 | 0.002 | 0.0025 | 0.003 | 0.004 | 0.0055 | 0.0055 | 0.0055 | 0.0025 | 0 | 0 | 0 | 0 | 0 | 0 | 0 | 0 | 0 | 0 | 0 | 0 | 0 | 0 | 0 | 0 | 0 | 0 | 0 | 0.0037654
AL | Geothermal
AL | Hydro | 0.3465 | 0.308 | 0.269 | 0.3185 | 0.368 | 0.326 | 0.284 | 0.284 | 0.284 | 0.2845 | 0.2845 | 0.2845 | 0.2845 | 0.2845 | 0.2845 | 0.2845 | 0.2845 | 0.2845 | 0.2845 | 0.2845 | 0.2845 | 0.285 | 0.285 | 0.285 | 0.285 | 0.285 | 0.285 | 0.285 | 0.285 | 0.285 | 0.285 | 0.285 | 0.285 | 0.285 | 0.285 | 0.285 | 0.285 | 0.285 | 0.285 | 0.285 | 0.285 | 0.29029
AL | Nuclear | 0.902 | 0.902 | 0.902 | 0.902 | 0.902 | 0.902 | 0.902 | 0.902 | 0.902 | 0.902 | 0.902 | 0.902 | 0.902 | 0.902 | 0.902 | 0.902 | 0.902 | 0.902 | 0.902 | 0.902 | 0.902 | 0.902 | 0.902 | 0.902 | 0.902 | 0.902 | 0.902 | 0.902 | 0.902 | 0.902 | 0.902 | 0.902 | 0.902 | 0.902 | 0.902 | 0.902 | 0.8995 | 0.8965 | 0.894 | 0.891 | 0.8885 | 0.90101
AL | Other | 0 | 0 | 0 | 0 | 0 | 0.0295 | 0.059 | 0.0295 | 0 | 0.009 | 0.018 | 0.009 | 0 | 0 | 0 | 0 | 0 | 0 | 0 | 0 | 0 | 0 | 0 | 0 | 0 | 0 | 0 | 0 | 0 | 0 | 0 | 0 | 0 | 0 | 0 | 0 | 0 | 0 | 0 | 0 | 0 | 0.0038025
AL | Utility PV | [5 empty] | 0.232 | 0.232 | 0.236 | 0.2355 | 0.2345 | 0.2335 | 0.2325 | 0.2315 | 0.2375 | 0.238 | 0.233 | 0.2305 | 0.2295 | 0.2285 | 0.236 | 0.235 | 0.236 | 0.2365 | 0.2315 | 0.2305 | 0.23 | 0.2295 | 0.229 | 0.2285 | 0.228 | 0.228 | 0.2275 | 0.227 | 0.2265 | 0.226 | 0.2255 | 0.225 | 0.2245 | 0.2245 | 0.224 | 0.2235 | 0.23043
AL | Wind offshore | Column Labels 2046: 0.388; Column Labels 2047: 0.388; Column Labels 2048: 0.388; Column Labels 2049: 0.388; Column Labels 2050: 0.388 | 0.388
AL | Wind onshore | Column Labels 2027: 0.368; Column Labels 2028: 0.368; Column Labels 2029: 0.364; Column Labels 2030: 0.36; Column Labels 2031: 0.311; Column Labels 2032: 0.303; Column Labels 2033: 0.2915; Column Labels 2034: 0.286; Column Labels 2035: 0.282; Column Labels 2036: 0.278; Column Labels 2037: 0.2745; Column Labels 2038: 0.2715; Column Labels 2039: 0.268; Column Labels 2040: 0.265; Column Labels 2041: 0.2685; Column Labels 2042: 0.272; Column Labels 2043: 0.276; Column Labels 2044: 0.2795; Column Labels 2045: 0.283; Column Labels 2046: 0.2865; Column Labels 2047: 0.2895; Column Labels 2048: 0.293; Column Labels 2049: 0.296; Column Labels 2050: 0.2995 | 0.29109
AR | AR | 0.34017 | 0.35308 | 0.36675 | 0.32357 | 0.30836 | 0.31719 | 0.33012 | 0.32412 | 0.31862 | 0.32631 | 0.29973 | 0.31071 | 0.30582 | 0.29782 | 0.28841 | 0.26267 | 0.26389 | 0.25944 | 0.261 | 0.24363 | 0.24326 | 0.23863 | 0.23389 | 0.23374 | 0.23353 | 0.20483 | 0.20394 | 0.20311 | 0.20211 | 0.20133 | 0.20028 | 0.20083 | 0.20122 | 0.20161 | 0.202 | 0.20244 | 0.203 | 0.20417 | 0.20611 | 0.20928 | 0.22782 | 0.2529
AR | Battery | [15 empty] | -0.068 | -0.068 | -0.074 | -0.075 | -0.065 | -0.0615 | -0.0635 | -0.0665 | -0.065 | -0.063 | -0.0615 | -0.0635 | -0.065 | -0.0665 | -0.067 | -0.068 | -0.0665 | -0.0655 | -0.0645 | -0.0635 | -0.0625 | -0.0615 | -0.06 | -0.0585 | -0.058 | -0.0565 | -0.063979
AR | Biopower | 0.359 | 0.359 | 0.359 | 0.359 | 0.359 | 0.359 | 0.359 | 0.359 | 0.359 | 0.359 | 0.359 | 0.359 | 0.359 | 0.359 | 0.359 | 0.359 | 0.359 | 0.359 | 0.359 | 0.359 | 0.359 | 0.359 | 0.359 | 0.359 | 0.359 | 0.359 | 0.359 | 0.359 | 0.359 | 0.359 | 0.359 | 0.359 | 0.359 | 0.359 | 0.359 | 0.359 | 0.3625 | 0.3695 | 0.3835 | 0.4095 | 0.4585 | 0.3636
AR | Coal | 0.846 | 0.801 | 0.762 | 0.804 | 0.846 | 0.689 | 0.504 | 0.59 | 0.6765 | 0.6155 | 0.262 | 0.298 | 0.334 | 0.333 | 0.332 | 0.433 | 0.653 | 0.726 | 0.846 | 0.845 | 0.845 | 0.795 | 0.745 | 0.745 | 0.745 | [16 empty] | 0.663
AR | CSP
AR | Dist PV |  |  |  | 0.1695 | 0.1695 | 0.1695 | 0.1695 | 0.1695 | 0.1695 | 0.1695 | 0.1695 | 0.1695 | 0.1695 | 0.1695 | 0.1695 | 0.1695 | 0.1695 | 0.1695 | 0.1695 | 0.1695 | 0.1695 | 0.1695 | 0.1695 | 0.1695 | 0.1695 | 0.1695 | 0.1695 | 0.1695 | 0.1695 | 0.1695 | 0.1695 | 0.1695 | 0.1695 | 0.1695 | 0.1695 | 0.1695 | 0.1695 | 0.1695 | 0.1695 | 0.1695 | 0.1695 | 0.1695
AR | Gas CCGT | 0.071 | 0.245 | 0.4185 | 0.2625 | 0.107 | 0.356 | 0.604 | 0.4985 | 0.3925 | 0.478 | 0.5635 | 0.5315 | 0.5 | 0.438 | 0.364 | 0.2675 | 0.171 | 0.1335 | 0.096 | 0.0885 | 0.081 | 0.069 | 0.0565 | 0.0525 | 0.0485 | 0.044 | 0.04 | 0.036 | 0.032 | 0.028 | 0.024 | 0.0245 | 0.025 | 0.025 | 0.0255 | 0.026 | 0.0275 | 0.029 | 0.0315 | 0.033 | 0.035 | 0.18
AR | Gas CT | 0.004 | 0.007 | 0.01 | 0.011 | 0.011 | 0.032 | 0.0545 | 0.0335 | 0.013 | 0.0265 | 0.0395 | 0.036 | 0.032 | 0.023 | 0.014 | 0.0115 | 0.009 | 0.007 | 0.005 | 0.0025 | 0.0005 | 0.0005 | 0 | 0 | 0 | 0 | 0 | 0 | 0 | 0 | 0 | 0 | 0 | 0 | 0 | 0 | 0 | 0 | 0 | 0 | 0 | 0.0093415
AR | Geothermal
AR | Hydro | 0.31 | 0.2555 | 0.2 | 0.208 | 0.215 | 0.229 | 0.243 | 0.243 | 0.243 | 0.2435 | 0.244 | 0.2445 | 0.245 | 0.245 | 0.245 | 0.245 | 0.245 | 0.244 | 0.2435 | 0.2435 | 0.2435 | 0.2435 | 0.2435 | 0.2435 | 0.2435 | 0.2435 | 0.2435 | 0.244 | 0.244 | 0.244 | 0.244 | 0.244 | 0.244 | 0.244 | 0.244 | 0.244 | 0.244 | 0.2445 | 0.2445 | 0.245 | 0.245 | 0.24288
AR | Nuclear | 0.902 | 0.902 | 0.902 | 0.902 | 0.902 | 0.902 | 0.902 | 0.902 | 0.902 | 0.902 | 0.902 | 0.902 | 0.902 | 0.902 | 0.902 | 0.902 | 0.902 | 0.902 | 0.902 | 0.902 | 0.902 | 0.902 | 0.902 | 0.902 | 0.902 | 0.902 | 0.902 | 0.902 | 0.902 | 0.902 | 0.902 | 0.902 | 0.902 | 0.902 | 0.902 | 0.902 | 0.902 | 0.902 | 0.902 | 0.902 | 0.902 | 0.902
AR | Other | 0 | 0 | 0 | 0 | 0 | 0.007 | 0.015 | 0.007 | 0 | 0.048 | 0.097 | 0.048 | 0 | 0 | 0 | 0 | 0 | 0 | 0 | 0 | 0 | 0 | 0 | 0 | 0 | 0 | 0 | 0 | 0 | 0 | 0 | 0 | 0 | 0 | 0 | 0 | 0 | 0 | 0 | 0 |  | 0.00555
AR | Utility PV | [5 empty] | 0.2485 | 0.2485 | 0.245 | 0.2445 | 0.2435 | 0.242 | 0.244 | 0.2435 | 0.2425 | 0.241 | 0.24 | 0.2395 | 0.2385 | 0.2375 | 0.2365 | 0.2345 | 0.2335 | 0.2325 | 0.233 | 0.2325 | 0.2325 | 0.2335 | 0.2335 | 0.233 | 0.233 | 0.232 | 0.231 | 0.2295 | 0.2285 | 0.2275 | 0.2265 | 0.226 | 0.226 | 0.2255 | 0.2255 | 0.2265 | 0.23531
AR | Wind offshore
AR | Wind onshore | [11 empty] | 0.4325 | 0.4325 | 0.437 | 0.442 | 0.438 | 0.4385 | 0.4065 | 0.402 | 0.4065 | 0.411 | 0.407 | 0.404 | 0.4045 | 0.405 | 0.4055 | 0.4025 | 0.4 | 0.397 | 0.3945 | 0.391 | 0.395 | 0.3985 | 0.402 | 0.405 | 0.4085 | 0.408 | 0.408 | 0.408 | 0.408 | 0.4075 | 0.4102
AZ | AZ | 0.26157 | 0.26146 | 0.26717 | 0.2934 | 0.2918 | 0.2906 | 0.2892 | 0.26759 | 0.26767 | 0.25714 | 0.25518 | 0.25229 | 0.25043 | 0.2421 | 0.23997 | 0.23737 | 0.23467 | 0.2338 | 0.23293 | 0.2316 | 0.2315 | 0.22563 | 0.2161 | 0.21343 | 0.21087 | 0.17564 | 0.19104 | 0.19457 | 0.19582 | 0.19618 | 0.2033 | 0.20456 | 0.20574 | 0.20685 | 0.20778 | 0.19904 | 0.19852 | 0.19824 | 0.19776 | 0.19756 | 0.19736 | 0.22932
AZ | Battery | [7 empty] | 0 | 0 | -0.0073333 | -0.0073333 | -0.017 | -0.024 | -0.027 | -0.0275 | -0.033 | -0.0355 | -0.03925 | -0.04325 | -0.0455 | -0.0475 | -0.049 | -0.05 | -0.05075 | -0.05175 | -0.052 | -0.0525 | -0.05275 | -0.05275 | -0.05275 | -0.053 | -0.052 | -0.05075 | -0.05 | -0.0495 | -0.04875 | -0.0485 | -0.04825 | -0.04825 | -0.048 | -0.04775 | -0.042164
AZ | Biopower | 0.123 | 0.143 | 0.162 | 0.162 | 0.162 | 0.138 | 0.111 | 0.111 | 0.111 | 0.111 | 0.111 | 0.111 | 0.111 | 0.111 | 0.111 | 0.111 | 0.111 | 0.111 | 0.111 | 0.111 | 0.111 | 0.111 | 0.111 | 0.111 | 0.111 | 0.111 | 0.107 | 0.103 | 0.099 | 0.096 | 0.092 | 0.09 | 0.088 | 0.087 | 0.085 | 0.084 | 0.084 | 0.084 | 0.084 | 0.084 | 0.084 | 0.1088
AZ | Coal | 0.846 | 0.846 | 0.846 | 0.846 | 0.846 | 0.828 | 0.8085 | 0.825 | 0.846 | 0.82 | 0.7865 | 0.801 | 0.8225 | 0.8335 | 0.845 | 0.8455 | 0.846 | 0.846 | 0.846 | 0.845 | 0.844 | 0.7805 | 0.6665 | 0.6665 | 0.6665 | [16 empty] | 0.81194
AZ | CSP | 0 | 0 | 0 | 0.328 | 0.3305 | 0.3305 | 0.3305 | 0.3305 | 0.3305 | 0.3305 | 0.3305 | 0.3305 | 0.3305 | 0.3305 | 0.3305 | 0.3305 | 0.3305 | 0.3305 | 0.3305 | 0.3305 | 0.3305 | 0.3305 | 0.3305 | 0.3305 | 0.3305 | 0.3305 | 0.5555 | 0.616 | 0.6445 | 0.661 | 0.6715 | 0.6805 | 0.69 | 0.6995 | 0.71 | 0.775 | 0.775 | 0.775 | 0.775 | 0.775 | 0.775 | 0.42273
AZ | Dist PV | 0.2205 | 0.2205 | 0.2205 | 0.2205 | 0.2205 | 0.2205 | 0.2205 | 0.2205 | 0.2205 | 0.2205 | 0.2205 | 0.2205 | 0.2205 | 0.2195 | 0.21875 | 0.20825 | 0.19825 | 0.205 | 0.21125 | 0.21575 | 0.2205 | 0.2205 | 0.2205 | 0.20425 | 0.1895 | 0.1745 | 0.1805 | 0.186 | 0.1915 | 0.1965 | 0.2015 | 0.20525 | 0.20925 | 0.213 | 0.21675 | 0.2205 | 0.2195 | 0.21875 | 0.21775 | 0.217 | 0.21625 | 0.21178
AZ | Gas CCGT | 0.1955 | 0.2245 | 0.253 | 0.272 | 0.2905 | 0.294 | 0.297 | 0.283 | 0.2695 | 0.2705 | 0.272 | 0.2325 | 0.1925 | 0.1725 | 0.1525 | 0.14 | 0.1285 | 0.119 | 0.11 | 0.1095 | 0.109 | 0.0795 | 0.0495 | 0.0475 | 0.0455 | 0.0435 | 0.039 | 0.0345 | 0.03 | 0.026 | 0.0215 | 0.0215 | 0.0215 | 0.0215 | 0.021 | 0.021 | 0.0195 | 0.0175 | 0.016 | 0.0145 | 0.013 | 0.12173
AZ | Gas CT | 0 | 0 | 0 | 0 | 0 | 0 | 0 | 0 | 0 | 0 | 0 | 0 | 0 | 0 | 0 | 0 | 0 | 0 | 0 | 0 | 0 | 0 | 0 | 0 | 0 | 0 | 0 | 0 | 0 | 0 | 0 | 0 | 0 | 0 | 0 | 0 | 0 | 0 | 0 | 0 | 0 | 0
AZ | Geothermal
AZ | Hydro | 0.2865 | 0.3165 | 0.347 | 0.3065 | 0.2665 | 0.2825 | 0.298 | 0.298 | 0.298 | 0.304 | 0.3095 | 0.309 | 0.309 | 0.3095 | 0.3105 | 0.31 | 0.3095 | 0.3085 | 0.307 | 0.3065 | 0.3065 | 0.3065 | 0.306 | 0.3065 | 0.307 | 0.3075 | 0.3075 | 0.3075 | 0.3075 | 0.3075 | 0.308 | 0.3075 | 0.3075 | 0.3075 | 0.307 | 0.307 | 0.3025 | 0.2985 | 0.294 | 0.2905 | 0.286 | 0.30435
AZ | Nuclear | 0.902 | 0.902 | 0.902 | 0.902 | 0.902 | 0.902 | 0.902 | 0.902 | 0.902 | 0.902 | 0.902 | 0.902 | 0.902 | 0.902 | 0.902 | 0.902 | 0.902 | 0.902 | 0.902 | 0.902 | 0.902 | 0.902 | 0.902 | 0.902 | 0.902 | 0.902 | 0.877 | 0.852 | 0.827 | 0.802 | 0.777 | 0.758 | 0.738 | 0.719 | 0.699 | 0.68 | 0.68 | 0.68 | 0.68 | 0.68 | 0.68 | 0.84344
AZ | Other | 0 | 0 | 0 | 0 | 0 | 0 | 0 | 0 | 0 | 0 | 0 | 0 | 0 | 0 | 0 | 0 | 0 | 0 | 0 | 0 | 0 | 0 | 0 | 0 | 0 | 0 | 0 | 0 | 0 | 0 | 0 | 0 | 0 | 0 | 0 | [6 empty] | 0
AZ | Utility PV | 0.309 | 0.30567 | 0.30567 | 0.30675 | 0.30625 | 0.305 | 0.30425 | 0.3035 | 0.30225 | 0.30225 | 0.301 | 0.2985 | 0.2975 | 0.29675 | 0.29575 | 0.29125 | 0.2885 | 0.2875 | 0.2855 | 0.28325 | 0.28075 | 0.2805 | 0.2805 | 0.279 | 0.27725 | 0.27575 | 0.2745 | 0.273 | 0.2715 | 0.27 | 0.2685 | 0.27125 | 0.273 | 0.27425 | 0.27525 | 0.27625 | 0.27625 | 0.277 | 0.277 | 0.27725 | 0.278 | 0.28639
AZ | Wind offshore
AZ | Wind onshore | 0.312 | 0.3285 | 0.3285 | 0.3285 | 0.3285 | 0.3265 | 0.325 | 0.3215 | 0.3175 | 0.334 | 0.3355 | 0.34 | 0.345 | 0.33367 | 0.32033 | 0.33 | 0.331 | 0.32667 | 0.32467 | 0.31267 | 0.31233 | 0.318 | 0.32033 | 0.31933 | 0.318 | 0.31633 | 0.317 | 0.31733 | 0.31733 | 0.317 | 0.31667 | 0.31933 | 0.32167 | 0.32433 | 0.32667 | 0.32967 | 0.33033 | 0.33167 | 0.333 | 0.335 | 0.337 | 0.32479
CA | CA | 0.33337 | 0.28769 | 0.266 | 0.26345 | 0.25761 | 0.25505 | 0.23657 | 0.2353 | 0.23438 | 0.22827 | 0.22484 | 0.21703 | 0.2155 | 0.21682 | 0.21695 | 0.21341 | 0.19171 | 0.18941 | 0.18403 | 0.18328 | 0.18221 | 0.19045 | 0.19228 | 0.1955 | 0.19915 | 0.20278 | 0.20233 | 0.2021 | 0.202 | 0.20233 | 0.20169 | 0.20133 | 0.20092 | 0.20049 | 0.20013 | 0.21054 | 0.21078 | 0.21116 | 0.21151 | 0.21173 | 0.21214 | 0.21648
CA | Battery |  | 0 | 0 | 0 | 0 | 0 | 0 | 0 | 0 | -0.004 | -0.0053333 | -0.00825 | -0.00875 | -0.0135 | -0.016 | -0.01975 | -0.023 | -0.032 | -0.04 | -0.04275 | -0.04525 | -0.04525 | -0.045 | -0.044 | -0.04225 | -0.04125 | -0.04125 | -0.0415 | -0.0415 | -0.0415 | -0.042 | -0.0425 | -0.043 | -0.0435 | -0.044 | -0.04425 | -0.04425 | -0.044 | -0.04375 | -0.044 | -0.0435 | -0.029827
CA | Biopower | 0.27825 | 0.24925 | 0.218 | 0.25125 | 0.28375 | 0.25125 | 0.2185 | 0.21725 | 0.21575 | 0.213 | 0.21 | 0.2125 | 0.215 | 0.215 | 0.215 | 0.216 | 0.217 | 0.22475 | 0.23225 | 0.24875 | 0.265 | 0.26075 | 0.25675 | 0.293 | 0.33025 | 0.36775 | 0.36725 | 0.36725 | 0.36925 | 0.37475 | 0.428 | 0.421 | 0.41367 | 0.406 | 0.39767 | 0.389 | 0.38067 | 0.37233 | 0.36367 | 0.35433 | 0.34533 | 0.2891
CA | Coal | Column Labels 2010: 0.846; Column Labels 2011: 0.6955; Column Labels 2012: 0.423; Column Labels 2013: 0.423; Column Labels 2014: 0.846; Column Labels 2015: 0.846 | 0.6467
CA | CSP | 0 | 0 | 0 | 0 | 0 | 0 | 0 | 0 | 0 | 0 | 0 | 0 | 0 | 0 | 0 | 0 | 0 | 0 | 0 | 0.032 | 0.056667 | 0.084 | 0.10467 | 0.10967 | 0.11467 | 0.119 | 0.12267 | 0.127 | 0.13133 | 0.136 | 0.14067 | 0.16133 | 0.182 | 0.20233 | 0.223 | 0.73 | 0.73 | 0.73 | 0.73 | 0.73 | 0.73 | 0.097417
CA | Dist PV | 0.20275 | 0.20275 | 0.20275 | 0.20275 | 0.20275 | 0.20275 | 0.20275 | 0.20275 | 0.20275 | 0.20275 | 0.20275 | 0.20275 | 0.20275 | 0.20275 | 0.20275 | 0.20275 | 0.20275 | 0.20275 | 0.20275 | 0.20275 | 0.20275 | 0.201 | 0.19925 | 0.196 | 0.1925 | 0.189 | 0.1905 | 0.19175 | 0.193 | 0.19425 | 0.1955 | 0.184 | 0.1725 | 0.16125 | 0.15025 | 0.1395 | 0.147 | 0.154 | 0.16175 | 0.16875 | 0.17675 | 0.19064
CA | Gas CCGT | 0.73367 | 0.67133 | 0.60967 | 0.67067 | 0.731 | 0.71033 | 0.68967 | 0.683 | 0.67667 | 0.63967 | 0.60567 | 0.58333 | 0.56133 | 0.56967 | 0.578 | 0.54 | 0.502 | 0.44367 | 0.38567 | 0.348 | 0.31033 | 0.32567 | 0.34033 | 0.34233 | 0.34367 | 0.345 | 0.332 | 0.31967 | 0.30667 | 0.29367 | 0.28067 | 0.27033 | 0.25933 | 0.249 | 0.238 | 0.22767 | 0.22967 | 0.23267 | 0.235 | 0.23767 | 0.24067 | 0.43641
CA | Gas CT | 0.0045 | 0.003 | 0.00125 | 0.006 | 0.01025 | 0.005 | 0 | 0.00025 | 0.0005 | 0.00025 | 0 | 0 | 0 | 0 | 0 | 0 | 0 | 0 | 0 | 0 | 0 | 0 | 0 | 0 | 0 | 0 | 0 | 0 | 0 | 0 | 0 | 0 | 0 | 0 | 0 | 0 | 0 | 0 | 0 | 0 | 0 | 0.0007561
CA | Geothermal | 0.75 | 0.75 | 0.75 | 0.75 | 0.75 | 0.75 | 0.75 | 0.75 | 0.75 | 0.75 | 0.75 | 0.75 | 0.75 | 0.75 | 0.75 | 0.75 | 0.75 | 0.75 | 0.75 | 0.75 | 0.75 | 0.75 | 0.75 | 0.75 | 0.75 | 0.75 | 0.7495 | 0.7495 | 0.749 | 0.7485 | 0.748 | 0.7485 | 0.749 | 0.749 | 0.7495 | 0.7495 | 0.7495 | 0.7495 | 0.7495 | 0.749 | 0.749 | 0.74967
CA | Hydro | 0.256 | 0.229 | 0.236 | 0.19175 | 0.148 | 0.179 | 0.20975 | 0.20975 | 0.20975 | 0.18825 | 0.1875 | 0.1875 | 0.1875 | 0.18525 | 0.18325 | 0.17925 | 0.1755 | 0.17375 | 0.1715 | 0.17075 | 0.1695 | 0.17025 | 0.1705 | 0.1695 | 0.1685 | 0.1675 | 0.16775 | 0.168 | 0.1685 | 0.16875 | 0.16925 | 0.1675 | 0.16575 | 0.164 | 0.1625 | 0.16075 | 0.161 | 0.16125 | 0.1615 | 0.162 | 0.162 | 0.17915
CA | Nuclear | Column Labels 2010: 0.902; Column Labels 2011: 0.902; Column Labels 2012: 0.902; Column Labels 2013: 0.902; Column Labels 2014: 0.902; Column Labels 2015: 0.902; Column Labels 2016: 0.902; Column Labels 2017: 0.902; Column Labels 2018: 0.902; Column Labels 2019: 0.902; Column Labels 2020: 0.902; Column Labels 2021: 0.902; Column Labels 2022: 0.902; Column Labels 2023: 0.902; Column Labels 2024: 0.902; Column Labels 2025: 0.902 | 0.902
CA | Other | 0 | 0 | 0 | 0 | 0 | 0 | 0 | 0 | 0 | 0 | 0 | 0 | 0 | 0 | 0 | 0 | 0 | 0 | 0 | 0 | 0 | 0 | 0 | 0 | 0 | 0 | 0 | 0 | 0 | 0 | 0 | 0 | 0 | 0 | 0 | 0 | 0 | 0 | 0 | 0 | 0 | 0
CA | Utility PV | 0.303 | 0.30333 | 0.30333 | 0.30567 | 0.306 | 0.30433 | 0.30367 | 0.30267 | 0.30133 | 0.3 | 0.29867 | 0.29833 | 0.29767 | 0.291 | 0.2905 | 0.2895 | 0.2885 | 0.286 | 0.2835 | 0.27925 | 0.2755 | 0.276 | 0.276 | 0.27375 | 0.2715 | 0.2695 | 0.268 | 0.26725 | 0.26575 | 0.26475 | 0.26375 | 0.264 | 0.2645 | 0.26475 | 0.265 | 0.265 | 0.26525 | 0.2655 | 0.26575 | 0.266 | 0.26575 | 0.28005
CA | Wind offshore | Column Labels 2031: 0.414; Column Labels 2032: 0.414; Column Labels 2033: 0.397; Column Labels 2034: 0.394; Column Labels 2035: 0.393; Column Labels 2036: 0.389; Column Labels 2037: 0.387; Column Labels 2038: 0.386; Column Labels 2039: 0.386; Column Labels 2040: 0.385; Column Labels 2041: 0.393; Column Labels 2042: 0.399; Column Labels 2043: 0.403; Column Labels 2044: 0.407; Column Labels 2045: 0.41; Column Labels 2046: 0.409; Column Labels 2047: 0.408; Column Labels 2048: 0.407; Column Labels 2049: 0.406; Column Labels 2050: 0.405 | 0.3996
CA | Wind onshore | 0.29967 | 0.28833 | 0.28433 | 0.284 | 0.28367 | 0.28267 | 0.28233 | 0.27567 | 0.27367 | 0.27333 | 0.273 | 0.274 | 0.27467 | 0.27433 | 0.27433 | 0.27667 | 0.27867 | 0.28375 | 0.28 | 0.26825 | 0.25875 | 0.256 | 0.253 | 0.2535 | 0.25375 | 0.254 | 0.258 | 0.26175 | 0.2655 | 0.26925 | 0.27275 | 0.278 | 0.28375 | 0.29 | 0.297 | 0.30425 | 0.3035 | 0.3035 | 0.30325 | 0.30325 | 0.3035 | 0.27818
CO | CO | 0.21747 | 0.21933 | 0.22794 | 0.22644 | 0.22672 | 0.25094 | 0.26983 | 0.25026 | 0.24563 | 0.24337 | 0.241 | 0.23632 | 0.23326 | 0.2217 | 0.2243 | 0.2241 | 0.2231 | 0.2156 | 0.2082 | 0.20705 | 0.17779 | 0.17084 | 0.16374 | 0.16416 | 0.16495 | 0.13589 | 0.13461 | 0.13361 | 0.13256 | 0.13144 | 0.13061 | 0.14478 | 0.15356 | 0.15978 | 0.16417 | 0.17741 | 0.17688 | 0.17612 | 0.17529 | 0.17406 | 0.17276 | 0.19413
CO | Battery | [7 empty] | 0 | 0 | 0 | 0 | 0 | 0 | -0.0235 | -0.0235 | -0.03 | -0.037 | -0.048 | -0.057 | -0.0575 | -0.058 | -0.062 | -0.0665 | -0.0685 | -0.07 | -0.071 | -0.074 | -0.0745 | -0.074 | -0.0735 | -0.073 | -0.0725 | -0.0715 | -0.0705 | -0.07 | -0.0685 | -0.069 | -0.0685 | -0.0685 | -0.0685 | -0.068 | -0.056032
CO | Biopower | 0.129 | 0.171 | 0.204 | 0.147 | 0.115 | 0.115 | 0.115 | 0.115 | 0.115 | 0.115 | 0.115 | 0.115 | 0.115 | 0.115 | 0.115 | 0.115 | 0.115 | 0.115 | 0.115 | 0.115 | 0.115 | 0.115 | 0.115 | 0.177 | 0.246 | 0.325 | 0.323 | 0.32 | 0.317 | 0.314 | 0.312 | 0.299 | 0.287 | 0.274 | 0.262 | 0.249 | 0.23 | 0.208 | 0.185 | 0.159 | 0.131 | 0.1818
CO | Coal | 0.8095 | 0.7755 | 0.741 | 0.788 | 0.8385 | 0.7825 | 0.718 | 0.772 | 0.834 | 0.7445 | 0.6555 | 0.712 | 0.794 | 0.8105 | 0.8315 | 0.832 | 0.8245 | 0.804 | 0.783 | 0.782 | 0.82 | 0.766 | 0.713 | 0.713 | 0.713 | [16 empty] | 0.77756
CO | CSP |  | 0 | 0 | 0 | 0 | 0 | 0 | 0 | 0 | 0 | 0 | 0 | 0 | 0 | 0 | 0 | 0 | 0 | 0 | 0 | 0 | 0 | 0 | 0 | 0 | 0 | 0 | 0 | 0 | 0 | 0 | 0.254 | 0.412 | 0.52 | 0.598 | 0.657 | 0.657 | 0.657 | 0.657 | 0.657 | 0.657 | 0.14315
CO | Dist PV | 0.2015 | 0.2015 | 0.2015 | 0.2015 | 0.2015 | 0.2015 | 0.2015 | 0.2015 | 0.2015 | 0.2015 | 0.2015 | 0.2015 | 0.2015 | 0.2015 | 0.2015 | 0.2015 | 0.2015 | 0.2015 | 0.2015 | 0.2015 | 0.2015 | 0.2015 | 0.2015 | 0.2015 | 0.2015 | 0.2015 | 0.2015 | 0.2015 | 0.2015 | 0.2015 | 0.2015 | 0.2015 | 0.2015 | 0.2015 | 0.2015 | 0.2015 | 0.2015 | 0.2015 | 0.2015 | 0.2015 | 0.2015 | 0.2015
CO | Gas CCGT | 0.0185 | 0.1285 | 0.2065 | 0.1985 | 0.19 | 0.445 | 0.6615 | 0.556 | 0.45 | 0.516 | 0.582 | 0.4685 | 0.3545 | 0.3535 | 0.3525 | 0.358 | 0.3645 | 0.3325 | 0.3005 | 0.2945 | 0.2885 | 0.2535 | 0.2185 | 0.19 | 0.162 | 0.134 | 0.119 | 0.104 | 0.089 | 0.0735 | 0.059 | 0.061 | 0.0635 | 0.066 | 0.0685 | 0.071 | 0.065 | 0.0585 | 0.0525 | 0.046 | 0.0395 | 0.22961
CO | Gas CT | 0 | 0 | 0 | 0 | 0 | 0 | 0 | 0 | 0 | 0 | 0 | 0 | 0 | 0 | 0 | 0 | 0 | 0.0005 | 0.0005 | 0.0015 | 0.002 | 0.001 | 0 | 0.001 | 0.002 | 0.0035 | 0.0025 | 0.002 | 0.0015 | 0.0005 | 0 | 0 | 0 | 0 | 0 | 0 | 0 | 0 | 0 | 0 | 0 | 0.00045122
CO | Geothermal
CO | Hydro | 0.168 | 0.179 | 0.1895 | 0.1645 | 0.14 | 0.159 | 0.1785 | 0.1785 | 0.1785 | 0.1785 | 0.1785 | 0.1775 | 0.176 | 0.175 | 0.1735 | 0.1725 | 0.1715 | 0.164 | 0.1565 | 0.156 | 0.1565 | 0.158 | 0.1595 | 0.1625 | 0.1655 | 0.1685 | 0.1675 | 0.1665 | 0.1655 | 0.1645 | 0.1635 | 0.1625 | 0.161 | 0.16 | 0.1585 | 0.157 | 0.1615 | 0.166 | 0.171 | 0.1755 | 0.18 | 0.16746
CO | Nuclear
CO | Other | 0 | 0 | 0 | 0 | 0 | 0 | 0 | 0 | 0 | 0 | 0 | 0 | 0 | 0 | 0 | 0 | 0 | 0 | 0 | 0 | 0 | 0 | 0 | 0 | 0 | 0 | 0 | 0 | 0 | 0 | 0 | 0 | 0 | 0 | 0 | 0 | 0 | 0 | 0 | 0 | 0 | 0
CO | Utility PV | 0.28 | 0.279 | 0.2785 | 0.2775 | 0.2765 | 0.278 | 0.278 | 0.277 | 0.2765 | 0.2755 | 0.2735 | 0.2825 | 0.2835 | 0.283 | 0.282 | 0.281 | 0.2795 | 0.278 | 0.277 | 0.275 | 0.274 | 0.273 | 0.2715 | 0.271 | 0.2705 | 0.2695 | 0.268 | 0.267 | 0.2655 | 0.264 | 0.263 | 0.262 | 0.26 | 0.259 | 0.258 | 0.257 | 0.256 | 0.2555 | 0.255 | 0.2545 | 0.2545 | 0.27073
CO | Wind offshore
CO | Wind onshore | 0.3065 | 0.325 | 0.3325 | 0.3345 | 0.3365 | 0.335 | 0.3335 | 0.335 | 0.3355 | 0.3385 | 0.341 | 0.3455 | 0.349 | 0.3595 | 0.368 | 0.3685 | 0.369 | 0.366 | 0.3625 | 0.36 | 0.357 | 0.3575 | 0.357 | 0.357 | 0.356 | 0.3545 | 0.3655 | 0.376 | 0.3855 | 0.3955 | 0.4055 | 0.412 | 0.418 | 0.425 | 0.431 | 0.437 | 0.445 | 0.4515 | 0.4575 | 0.4625 | 0.467 | 0.375
CT | CT | 0.38175 | 0.36338 | 0.336 | 0.32067 | 0.31889 | 0.29564 | 0.29445 | 0.29064 | 0.28773 | 0.28591 | 0.28409 | 0.28718 | 0.313 | 0.32727 | 0.33036 | 0.32527 | 0.32009 | 0.31236 | 0.30564 | 0.29718 | 0.29264 | 0.28155 | 0.27027 | 0.27591 | 0.27591 | 0.27482 | 0.27109 | 0.26791 | 0.26418 | 0.25936 | 0.25282 | 0.25191 | 0.25055 | 0.24855 | 0.24555 | 0.24018 | 0.24173 | 0.24291 | 0.24427 | 0.24536 | 0.1808 | 0.28256
CT | Battery | [5 empty] | -0.001 | -0.001 | -0.001 | -0.001 | 0 | 0 | 0 | 0 | 0 | 0 | 0 | 0 | -0.03 | -0.061 | -0.069 | -0.078 | -0.078 | -0.079 | -0.058 | -0.057 | -0.057 | -0.07 | -0.071 | -0.071 | -0.071 | -0.071 | -0.07 | -0.07 | -0.069 | -0.068 | -0.068 | -0.055 | -0.043 | -0.03 | -0.017 | -0.004 | -0.039417
CT | Biopower | 0.471 | 0.463 | 0.454 | 0.426 | 0.402 | 0.394 | 0.385 | 0.385 | 0.385 | 0.385 | 0.385 | 0.383 | 0.38 | 0.38 | 0.38 | 0.38 | 0.38 | 0.38 | 0.38 | 0.38 | 0.38 | 0.38 | 0.38 | 0.387 | 0.395 | 0.402 | 0.386 | 0.366 | 0.339 | 0.301 | 0.242 | 0.225 | 0.203 | 0.174 | 0.132 | 0.067 | 0.061 | 0.054 | 0.047 | 0.04 | 0.032 | 0.31588
CT | Coal | Column Labels 2010: 0.354; Column Labels 2011: 0.211; Column Labels 2012: 0; Column Labels 2013: 0.015; Column Labels 2014: 0.03; Column Labels 2015: 0.015; Column Labels 2016: 0; Column Labels 2017: 0; Column Labels 2018: 0; Column Labels 2019: 0; Column Labels 2020: 0; Column Labels 2021: 0 | 0.052083
CT | CSP
CT | Dist PV | 0.156 | 0.156 | 0.156 | 0.156 | 0.156 | 0.156 | 0.156 | 0.156 | 0.156 | 0.156 | 0.156 | 0.156 | 0.156 | 0.156 | 0.156 | 0.156 | 0.156 | 0.156 | 0.156 | 0.156 | 0.156 | 0.156 | 0.156 | 0.156 | 0.156 | 0.156 | 0.156 | 0.156 | 0.156 | 0.156 | 0.156 | 0.156 | 0.156 | 0.156 | 0.156 | 0.156 | 0.156 | 0.156 | 0.156 | 0.156 | 0.156 | 0.156
CT | Gas CCGT | 0.839 | 0.848 | 0.854 | 0.855 | 0.855 | 0.855 | 0.855 | 0.811 | 0.778 | 0.755 | 0.736 | 0.709 | 0.683 | 0.719 | 0.755 | 0.699 | 0.643 | 0.566 | 0.489 | 0.463 | 0.436 | 0.348 | 0.26 | 0.236 | 0.212 | 0.188 | 0.182 | 0.175 | 0.169 | 0.162 | 0.156 | 0.157 | 0.159 | 0.16 | 0.162 | 0.163 | 0.164 | 0.164 | 0.164 | 0.164 | 0.164 | 0.46127
CT | Gas CT | 0.004 | 0.004 | 0.004 | 0.004 | 0.004 | 0.004 | 0.004 | 0.004 | 0.004 | 0.004 | 0.003 | 0.003 | 0.003 | 0.003 | 0.003 | 0.003 | 0.003 | 0.001 | 0 | 0 | 0 | 0 | 0 | 0 | 0 | 0 | 0 | 0 | 0 | 0 | 0 | 0 | 0 | 0 | 0 | 0 | 0 | 0 | 0 | 0 | 0 | 0.0015122
CT | Geothermal
CT | Hydro | 0.328 | 0.323 | 0.318 | 0.311 | 0.304 | 0.316 | 0.328 | 0.33 | 0.331 | 0.332 | 0.332 | 0.332 | 0.332 | 0.332 | 0.331 | 0.332 | 0.332 | 0.363 | 0.401 | 0.405 | 0.409 | 0.409 | 0.409 | 0.409 | 0.409 | 0.409 | 0.409 | 0.409 | 0.409 | 0.409 | 0.409 | 0.409 | 0.409 | 0.409 | 0.409 | 0.409 | 0.409 | 0.409 | 0.409 | 0.409 | 0.409 | 0.37322
CT | Nuclear | 0.902 | 0.902 | 0.902 | 0.902 | 0.902 | 0.902 | 0.902 | 0.902 | 0.902 | 0.902 | 0.902 | 0.902 | 0.902 | 0.902 | 0.902 | 0.902 | 0.902 | 0.902 | 0.902 | 0.902 | 0.902 | 0.902 | 0.902 | 0.902 | 0.902 | 0.902 | 0.902 | 0.902 | 0.902 | 0.902 | 0.902 | 0.902 | 0.902 | 0.902 | 0.902 | 0.902 | 0.902 | 0.902 | 0.902 | 0.902 |  | 0.902
CT | Other | 0 | 0 | 0 | 0 | 0 | 0 | 0 | 0 | 0 | 0 | 0 | 0 | 0 | 0 | 0 | 0 | 0 | 0 | 0 | 0 | 0 | 0 | 0 | 0 | 0 | 0 | 0 | 0 | 0 | 0 | 0 | 0 | 0 | 0 | 0 | 0 | 0 | 0 | 0 | 0 | 0 | 0
CT | Utility PV |  |  |  | 0.217 | 0.217 | 0.217 | 0.216 | 0.216 | 0.216 | 0.217 | 0.217 | 0.216 | 0.215 | 0.214 | 0.213 | 0.212 | 0.211 | 0.21 | 0.209 | 0.207 | 0.206 | 0.205 | 0.204 | 0.204 | 0.204 | 0.204 | 0.206 | 0.208 | 0.209 | 0.21 | 0.21 | 0.209 | 0.208 | 0.207 | 0.206 | 0.205 | 0.205 | 0.205 | 0.206 | 0.206 | 0.206 | 0.20982
CT | Wind offshore | [13 empty] | 0.435 | 0.435 | 0.435 | 0.435 | 0.435 | 0.435 | 0.385 | 0.378 | 0.386 | 0.393 | 0.394 | 0.395 | 0.395 | 0.395 | 0.394 | 0.393 | 0.392 | 0.392 | 0.393 | 0.394 | 0.395 | 0.396 | 0.397 | 0.397 | 0.397 | 0.397 | 0.397 | 0.397 | 0.40221
CT | Wind onshore | [5 empty] | 0.394 | 0.394 | 0.394 | 0.394 | 0.394 | 0.394 | 0.458 | 0.459 | 0.459 | 0.459 | 0.459 | 0.459 | 0.453 | 0.451 | 0.44 | 0.43 | 0.389 | 0.348 | 0.405 | 0.419 | 0.424 | 0.416 | 0.408 | 0.4 | 0.392 | 0.385 | 0.39 | 0.395 | 0.4 | 0.406 | 0.411 | 0.42 | 0.428 | 0.436 | 0.442 | 0.448 | 0.41814
DE | DE | 0.26683 | 0.257 | 0.23257 | 0.21629 | 0.19971 | 0.21443 | 0.22686 | 0.21071 | 0.19471 | 0.20314 | 0.21157 | 0.236 | 0.26557 | 0.25514 | 0.24457 | 0.22771 | 0.21357 | 0.20971 | 0.204 | 0.16375 | 0.15887 | 0.158 | 0.15737 | 0.1555 | 0.15413 | 0.15275 | 0.15175 | 0.15088 | 0.14988 | 0.149 | 0.14813 | 0.17044 | 0.17111 | 0.17189 | 0.17267 | 0.17322 | 0.17378 | 0.17356 | 0.17322 | 0.17256 | 0.17189 | 0.18909
DE | Battery | Column Labels 2029: -0.07; Column Labels 2030: -0.07; Column Labels 2031: -0.066; Column Labels 2032: -0.065; Column Labels 2033: -0.062; Column Labels 2034: -0.059; Column Labels 2035: -0.057; Column Labels 2036: -0.059; Column Labels 2037: -0.061; Column Labels 2038: -0.063; Column Labels 2039: -0.064; Column Labels 2040: -0.066; Column Labels 2041: -0.065; Column Labels 2042: -0.065; Column Labels 2043: -0.064; Column Labels 2044: -0.064; Column Labels 2045: -0.064; Column Labels 2046: -0.064; Column Labels 2047: -0.063; Column Labels 2048: -0.063; Column Labels 2049: -0.063; Column Labels 2050: -0.063 | -0.063636
DE | Biopower | 0.522 | 0.522 | 0.522 | 0.522 | 0.522 | 0.522 | 0.522 | 0.522 | 0.522 | 0.522 | 0.522 | 0.522 | 0.522 | 0.522 | 0.522 | 0.522 | 0.522 | 0.522 | 0.522 | 0.522 | 0.522 | 0.522 | 0.522 | 0.522 | 0.522 | 0.522 | 0.522 | 0.522 | 0.522 | 0.522 | 0.522 | 0.522 | 0.522 | 0.522 | 0.522 | 0.522 | 0.509 | 0.496 | 0.483 | 0.47 | 0.456 | 0.51722
DE | Coal | Column Labels 2010: 0.622; Column Labels 2011: 0.383; Column Labels 2012: 0.012; Column Labels 2013: 0.01; Column Labels 2014: 0.006; Column Labels 2015: 0.003; Column Labels 2016: 0; Column Labels 2017: 0; Column Labels 2018: 0; Column Labels 2019: 0; Column Labels 2020: 0; Column Labels 2021: 0 | 0.086333
DE | CSP
DE | Dist PV | 0.168 | 0.168 | 0.168 | 0.168 | 0.168 | 0.168 | 0.168 | 0.168 | 0.168 | 0.168 | 0.168 | 0.168 | 0.168 | 0.168 | 0.168 | 0.168 | 0.168 | 0.168 | 0.168 | 0.168 | 0.168 | 0.168 | 0.168 | 0.168 | 0.168 | 0.168 | 0.168 | 0.168 | 0.168 | 0.168 | 0.168 | 0.168 | 0.168 | 0.168 | 0.168 | 0.168 | 0.168 | 0.168 | 0.168 | 0.168 | 0.168 | 0.168
DE | Gas CCGT | 0.285 | 0.485 | 0.685 | 0.574 | 0.463 | 0.57 | 0.661 | 0.549 | 0.438 | 0.498 | 0.558 | 0.531 | 0.503 | 0.431 | 0.359 | 0.263 | 0.168 | 0.128 | 0.088 | 0.059 | 0.029 | 0.029 | 0.028 | 0.023 | 0.017 | 0.011 | 0.009 | 0.007 | 0.005 | 0.002 | 0 | 0 | 0 | 0 | 0 | 0 | 0.004 | 0.008 | 0.012 | 0.016 | 0.021 | 0.20773
DE | Gas CT | 0.004 | 0.004 | 0.004 | 0.004 | 0.004 | 0.004 | 0.004 | 0.004 | 0.004 | 0.004 | 0.004 | 0.004 | 0.004 | 0.004 | 0.003 | 0.002 | 0 | 0 | 0 | 0 | 0 | 0 | 0 | 0 | 0 | 0 | 0 | 0 | 0 | 0 | 0 | 0 | 0 | 0 | 0 | 0 | 0 | 0 | 0 | 0 | 0 | 0.0014878
DE | Geothermal
DE | Hydro
DE | Nuclear
DE | Other | 0 | 0 | 0 | 0 | 0 | 0 | 0 | 0 | 0 | 0 | 0 | 0 | 0 | 0 | 0 | 0 | 0 | 0 | 0 | 0 | 0 | 0 | 0 | 0 | 0 | 0 | 0 | 0 | 0 | 0 | 0 | 0 | 0 | 0 | 0 | 0 | 0 | 0 | 0 | 0 | 0 | 0
DE | Utility PV |  | 0.237 | 0.237 | 0.236 | 0.235 | 0.234 | 0.233 | 0.232 | 0.231 | 0.23 | 0.229 | 0.228 | 0.227 | 0.226 | 0.225 | 0.224 | 0.222 | 0.235 | 0.236 | 0.235 | 0.234 | 0.228 | 0.226 | 0.228 | 0.231 | 0.233 | 0.231 | 0.23 | 0.229 | 0.228 | 0.227 | 0.226 | 0.225 | 0.224 | 0.223 | 0.221 | 0.222 | 0.222 | 0.223 | 0.223 | 0.223 | 0.22873
DE | Wind offshore | Column Labels 2041: 0.342; Column Labels 2042: 0.342; Column Labels 2043: 0.342; Column Labels 2044: 0.342; Column Labels 2045: 0.342; Column Labels 2046: 0.355; Column Labels 2047: 0.362; Column Labels 2048: 0.367; Column Labels 2049: 0.37; Column Labels 2050: 0.373 | 0.3537
DE | Wind onshore | [11 empty] | 0.435 | 0.435 | 0.435 | 0.435 | 0.415 | 0.415 | 0.415 | 0.414 | 0.396 | 0.388 | 0.383 | 0.38 | 0.365 | 0.354 | 0.345 | 0.343 | 0.341 | 0.338 | 0.336 | 0.334 | 0.341 | 0.348 | 0.355 | 0.363 | 0.37 | 0.37 | 0.369 | 0.369 | 0.369 | 0.369 | 0.3775
FL | FL | 0.30696 | 0.29557 | 0.28313 | 0.29791 | 0.2855 | 0.28059 | 0.26936 | 0.26192 | 0.26804 | 0.26192 | 0.26709 | 0.26283 | 0.25852 | 0.24339 | 0.22813 | 0.22752 | 0.23004 | 0.21833 | 0.21933 | 0.21015 | 0.20796 | 0.20974 | 0.21354 | 0.20971 | 0.20593 | 0.19607 | 0.19581 | 0.19567 | 0.19563 | 0.19574 | 0.19578 | 0.19641 | 0.19659 | 0.19659 | 0.19622 | 0.20285 | 0.20292 | 0.20304 | 0.20327 | 0.20369 | 0.2124 | 0.22731
FL | Battery | [7 empty] | 0 | 0 | 0 | 0 | 0 | 0 | -0.005 | -0.009 | -0.046 | -0.049 | -0.0515 | -0.0515 | -0.044333 | -0.044 | -0.044667 | -0.044667 | -0.045667 | -0.046667 | -0.048 | -0.050333 | -0.052333 | -0.054 | -0.055333 | -0.056333 | -0.055333 | -0.054333 | -0.053667 | -0.052667 | -0.052333 | -0.05 | -0.048 | -0.046333 | -0.044667 | -0.043333 | -0.0447
FL | Biopower | 0.41933 | 0.41533 | 0.41133 | 0.426 | 0.43767 | 0.41433 | 0.39067 | 0.39833 | 0.40667 | 0.40667 | 0.407 | 0.407 | 0.407 | 0.407 | 0.407 | 0.407 | 0.407 | 0.40833 | 0.40967 | 0.411 | 0.41267 | 0.41367 | 0.413 | 0.42633 | 0.44133 | 0.45733 | 0.458 | 0.45867 | 0.45867 | 0.45967 | 0.46 | 0.453 | 0.44433 | 0.435 | 0.424 | 0.41033 | 0.397 | 0.385 | 0.37433 | 0.366 | 0.36 | 0.41738
FL | Coal | 0.42267 | 0.24733 | 0.068 | 0.26133 | 0.45833 | 0.31733 | 0.10933 | 0.16967 | 0.24167 | 0.17267 | 0.156 | 0.1525 | 0.1495 | 0.172 | 0.196 | 0.234 | 0.2885 | 0.3015 | 0.3215 | 0.2885 | 0.2355 | 0.2295 | 0.37 | 0.37 | 0.37 | [16 empty] | 0.245
FL | CSP
FL | Dist PV | 0.18333 | 0.18333 | 0.18333 | 0.18333 | 0.18333 | 0.18333 | 0.18333 | 0.18333 | 0.18333 | 0.18333 | 0.18333 | 0.18333 | 0.18333 | 0.18333 | 0.18333 | 0.18333 | 0.18333 | 0.176 | 0.17133 | 0.17 | 0.169 | 0.17233 | 0.17467 | 0.178 | 0.18067 | 0.18333 | 0.18333 | 0.18333 | 0.18333 | 0.18333 | 0.18333 | 0.18333 | 0.18333 | 0.18333 | 0.18333 | 0.18333 | 0.18333 | 0.18333 | 0.18333 | 0.18333 | 0.18333 | 0.18151
FL | Gas CCGT | 0.403 | 0.511 | 0.61633 | 0.50267 | 0.38533 | 0.52733 | 0.685 | 0.65367 | 0.62367 | 0.64433 | 0.665 | 0.637 | 0.609 | 0.47833 | 0.34767 | 0.336 | 0.32467 | 0.32633 | 0.328 | 0.342 | 0.356 | 0.34567 | 0.33567 | 0.286 | 0.23667 | 0.18667 | 0.19133 | 0.196 | 0.201 | 0.20567 | 0.21067 | 0.21067 | 0.21033 | 0.20967 | 0.20833 | 0.20567 | 0.20967 | 0.214 | 0.218 | 0.22233 | 0.22633 | 0.36177
FL | Gas CT | 0.009 | 0.0093333 | 0.0093333 | 0.0076667 | 0.0066667 | 0.009 | 0.012 | 0.010333 | 0.0086667 | 0.0086667 | 0.0086667 | 0.006 | 0.003 | 0.0016667 | 0 | 0.001 | 0.0023333 | 0.0023333 | 0.0023333 | 0.0013333 | 0 | 0 | 0 | 0 | 0 | 0 | 0 | 0 | 0 | 0 | 0 | 0 | 0 | 0 | 0 | 0 | 0 | 0 | 0 | 0 | 0 | 0.0029344
FL | Geothermal
FL | Hydro | 0.371 | 0.346 | 0.32 | 0.384 | 0.448 | 0.416 | 0.385 | 0.385 | 0.385 | 0.386 | 0.388 | 0.391 | 0.393 | 0.393 | 0.393 | 0.393 | 0.393 | 0.393 | 0.393 | 0.393 | 0.393 | 0.393 | 0.393 | 0.393 | 0.393 | 0.393 | 0.393 | 0.393 | 0.393 | 0.393 | 0.393 | 0.393 | 0.393 | 0.393 | 0.393 | 0.393 | 0.393 | 0.393 | 0.393 | 0.393 | 0.393 | 0.39029
FL | Nuclear | 0.902 | 0.902 | 0.902 | 0.902 | 0.902 | 0.902 | 0.902 | 0.902 | 0.902 | 0.902 | 0.902 | 0.902 | 0.902 | 0.902 | 0.902 | 0.902 | 0.902 | 0.902 | 0.902 | 0.902 | 0.902 | 0.902 | 0.902 | 0.902 | 0.902 | 0.902 | 0.902 | 0.902 | 0.902 | 0.902 | 0.902 | 0.902 | 0.902 | 0.902 | 0.902 | 0.902 | 0.902 | 0.902 | 0.902 | 0.902 | 0.902 | 0.902
FL | Other | 0.012333 | 0.007 | 0 | 0 | 0 | 0 | 0 | 0 | 0 | 0 | 0 | 0 | 0 | 0 | 0 | 0 | 0 | 0 | 0 | 0 | 0 | 0 | 0 | 0 | 0 | 0 | 0 | 0 | 0 | 0 | 0 | 0 | 0 | 0 | 0 | 0 | 0 | 0 | 0 | 0 | 0 | 0.00049573
FL | Utility PV | 0.268 | 0.264 | 0.2615 | 0.2605 | 0.2585 | 0.2505 | 0.249 | 0.251 | 0.25133 | 0.25033 | 0.24967 | 0.249 | 0.24833 | 0.251 | 0.25167 | 0.24467 | 0.23867 | 0.23533 | 0.23167 | 0.23467 | 0.23733 | 0.237 | 0.23667 | 0.23333 | 0.231 | 0.22967 | 0.22833 | 0.22733 | 0.22633 | 0.22533 | 0.22367 | 0.22433 | 0.225 | 0.22567 | 0.226 | 0.22633 | 0.226 | 0.22567 | 0.226 | 0.22567 | 0.22533 | 0.2376
FL | Wind offshore | Column Labels 2033: 0.28; Column Labels 2034: 0.28; Column Labels 2035: 0.28; Column Labels 2036: 0.274; Column Labels 2037: 0.271; Column Labels 2038: 0.269; Column Labels 2039: 0.268; Column Labels 2040: 0.267; Column Labels 2041: 0.28; Column Labels 2042: 0.287; Column Labels 2043: 0.293; Column Labels 2044: 0.296; Column Labels 2045: 0.299; Column Labels 2046: 0.313; Column Labels 2047: 0.325; Column Labels 2048: 0.336; Column Labels 2049: 0.345; Column Labels 2050: 0.353 | 0.29533
FL | Wind onshore | Column Labels 2029: 0.248; Column Labels 2030: 0.248; Column Labels 2031: 0.2685; Column Labels 2032: 0.2705; Column Labels 2033: 0.231; Column Labels 2034: 0.23067; Column Labels 2035: 0.23067; Column Labels 2036: 0.22867; Column Labels 2037: 0.226; Column Labels 2038: 0.224; Column Labels 2039: 0.222; Column Labels 2040: 0.22; Column Labels 2041: 0.22667; Column Labels 2042: 0.23333; Column Labels 2043: 0.24; Column Labels 2044: 0.24667; Column Labels 2045: 0.25333; Column Labels 2046: 0.25667; Column Labels 2047: 0.25967; Column Labels 2048: 0.26267; Column Labels 2049: 0.266; Column Labels 2050: 0.269 | 0.24258
GA | GA | 0.33187 | 0.31567 | 0.29789 | 0.29567 | 0.30389 | 0.2798 | 0.2822 | 0.2889 | 0.2967 | 0.2803 | 0.2662 | 0.27564 | 0.27327 | 0.26636 | 0.25991 | 0.25564 | 0.25136 | 0.24445 | 0.24045 | 0.23591 | 0.23436 | 0.22109 | 0.2279 | 0.21625 | 0.21433 | 0.19918 | 0.19909 | 0.19927 | 0.19936 | 0.19964 | 0.19991 | 0.19827 | 0.198 | 0.19809 | 0.19873 | 0.19955 | 0.20245 | 0.20427 | 0.20527 | 0.20573 | 0.20582 | 0.23826
GA | Battery | [5 empty] | -0.001 | -0.001 | 0 | 0 | 0 | 0 | 0 | 0 | 0 | 0 | 0 | 0 | -0.004 | -0.007 | -0.007 | -0.007 | -0.007 |  | -0.054 | -0.054 | -0.054 | -0.058 | -0.061 | -0.062 | -0.063 | -0.064 | -0.063 | -0.062 | -0.062 | -0.061 | -0.061 | -0.057 | -0.054 | -0.051 | -0.049 | -0.047 | -0.0306
GA | Biopower | 0.674 | 0.473 | 0.309 | 0.221 | 0.185 | 0.196 | 0.205 | 0.168 | 0.143 | 0.099 | 0.075 | 0.075 | 0.075 | 0.075 | 0.075 | 0.075 | 0.075 | 0.074 | 0.073 | 0.073 | 0.073 | 0.073 | 0.073 | 0.072 | 0.071 | 0.071 | 0.071 | 0.072 | 0.072 | 0.073 | 0.073 | 0.073 | 0.073 | 0.072 | 0.072 | 0.072 | 0.071 | 0.071 | 0.07 | 0.07 | 0.069 | 0.12012
GA | Coal | 0.723 | 0.433 | 0.15 | 0.446 | 0.785 | 0.593 | 0.363 | 0.489 | 0.615 | 0.479 | 0.343 | 0.332 | 0.322 | 0.4 | 0.485 | 0.532 | 0.579 | 0.57 | 0.561 | 0.555 | 0.548 | 0.459 | 0.361 | 0.361 | 0.361 | [16 empty] | 0.4738
GA | CSP
GA | Dist PV | 0.177 | 0.177 | 0.177 | 0.177 | 0.177 | 0.177 | 0.177 | 0.177 | 0.177 | 0.177 | 0.177 | 0.177 | 0.177 | 0.177 | 0.177 | 0.177 | 0.177 | 0.177 | 0.177 | 0.177 | 0.177 | 0.177 | 0.177 | 0.177 | 0.177 | 0.177 | 0.177 | 0.177 | 0.177 | 0.177 | 0.177 | 0.177 | 0.177 | 0.177 | 0.177 | 0.177 | 0.177 | 0.177 | 0.177 | 0.177 | 0.177 | 0.177
GA | Gas CCGT | 0.076 | 0.518 | 0.823 | 0.577 | 0.331 | 0.587 | 0.842 | 0.82 | 0.797 | 0.814 | 0.832 | 0.816 | 0.8 | 0.647 | 0.494 | 0.405 | 0.316 | 0.293 | 0.27 | 0.281 | 0.292 | 0.234 | 0.175 | 0.165 | 0.155 | 0.145 | 0.15 | 0.155 | 0.159 | 0.164 | 0.169 | 0.181 | 0.193 | 0.204 | 0.216 | 0.228 | 0.222 | 0.217 | 0.211 | 0.206 | 0.2 | 0.37512
GA | Gas CT | 0.004 | 0.004 | 0.004 | 0.004 | 0.004 | 0.004 | 0.004 | 0.004 | 0.004 | 0.004 | 0.004 | 0.004 | 0.004 | 0.002 | 0 | 0 | 0 | 0 | 0 | 0 | 0 | 0 | 0 | 0 | 0 | 0 | 0 | 0 | 0 | 0 | 0 | 0 | 0 | 0 | 0 | 0 | 0 | 0 | 0 | 0 | 0 | 0.0013171
GA | Geothermal
GA | Hydro | 0.099 | 0.082 | 0.064 | 0.082 | 0.099 | 0.088 | 0.078 | 0.079 | 0.08 | 0.082 | 0.084 | 0.085 | 0.086 | 0.087 | 0.087 | 0.083 | 0.079 | 0.072 | 0.065 | 0.063 | 0.061 | 0.059 | 0.057 | 0.055 | 0.052 | 0.05 | 0.05 | 0.05 | 0.049 | 0.049 | 0.049 | 0.05 | 0.051 | 0.051 | 0.052 | 0.053 | 0.058 | 0.063 | 0.068 | 0.072 | 0.077 | 0.068293
GA | Nuclear | 0.902 | 0.902 | 0.902 | 0.902 | 0.902 | 0.902 | 0.902 | 0.902 | 0.902 | 0.902 | 0.902 | 0.902 | 0.902 | 0.902 | 0.902 | 0.902 | 0.902 | 0.902 | 0.902 | 0.902 | 0.902 | 0.902 | 0.902 | 0.902 | 0.902 | 0.902 | 0.902 | 0.902 | 0.902 | 0.902 | 0.902 | 0.902 | 0.902 | 0.902 | 0.902 | 0.902 | 0.889 | 0.876 | 0.864 | 0.851 | 0.838 | 0.89732
GA | Other | 0 | 0 | 0 | 0 | 0 | 0 | 0 | 0 | 0 | 0 | 0 | 0 | 0 | 0 | 0 | 0 | 0 | 0 | 0 | 0 | 0 | 0 | 0 | 0 | 0 | 0 | 0 | 0 | 0 | 0 | 0 | 0 | 0 | 0 | 0 | 0 | 0 | 0 | 0 | 0 | 0 | 0
GA | Utility PV |  | 0.252 | 0.252 | 0.252 | 0.252 | 0.252 | 0.252 | 0.25 | 0.249 | 0.246 | 0.245 | 0.243 | 0.242 | 0.242 | 0.241 | 0.24 | 0.239 | 0.238 | 0.237 | 0.235 | 0.233 | 0.233 | 0.232 | 0.232 | 0.231 | 0.231 | 0.23 | 0.23 | 0.229 | 0.228 | 0.228 | 0.227 | 0.225 | 0.224 | 0.223 | 0.222 | 0.221 | 0.22 | 0.22 | 0.219 | 0.218 | 0.23538
GA | Wind offshore | Column Labels 2033: 0.393; Column Labels 2034: 0.393; Column Labels 2035: 0.393; Column Labels 2036: 0.393; Column Labels 2037: 0.393; Column Labels 2038: 0.393; Column Labels 2039: 0.393; Column Labels 2040: 0.393; Column Labels 2041: 0.36; Column Labels 2042: 0.342; Column Labels 2043: 0.331; Column Labels 2044: 0.323; Column Labels 2045: 0.317; Column Labels 2046: 0.358; Column Labels 2047: 0.386; Column Labels 2048: 0.405; Column Labels 2049: 0.42; Column Labels 2050: 0.432 | 0.37878
GA | Wind onshore | [11 empty] | 0.398 | 0.398 | 0.398 | 0.398 | 0.398 | 0.398 | 0.367 | 0.367 | 0.316 | 0.299 | 0.302 | 0.302 | 0.292 | 0.284 | 0.276 | 0.275 | 0.274 | 0.274 | 0.273 | 0.272 | 0.274 | 0.277 | 0.28 | 0.282 | 0.285 | 0.288 | 0.291 | 0.294 | 0.297 | 0.3 | 0.3143
IA | IA | 0.37579 | 0.38253 | 0.38737 | 0.35568 | 0.35468 | 0.37246 | 0.39967 | 0.39142 | 0.38492 | 0.39504 | 0.38383 | 0.37804 | 0.37209 | 0.36308 | 0.35996 | 0.30078 | 0.28859 | 0.28611 | 0.28393 | 0.2723 | 0.26063 | 0.25563 | 0.25033 | 0.25022 | 0.25019 | 0.21446 | 0.21383 | 0.21321 | 0.21275 | 0.21233 | 0.21204 | 0.21146 | 0.211 | 0.21054 | 0.21 | 0.2095 | 0.21171 | 0.21225 | 0.21204 | 0.21117 | 0.20967 | 0.28392
IA | Battery | [15 empty] | -0.066667 | -0.066667 | -0.069667 | -0.070667 | -0.070333 | -0.069667 | -0.068 | -0.066667 | -0.065 | -0.063 | -0.061333 | -0.063667 | -0.066 | -0.067667 | -0.069333 | -0.070667 | -0.070667 | -0.070333 | -0.069667 | -0.069 | -0.068333 | -0.067333 | -0.066667 | -0.066 | -0.065667 | -0.065 | -0.067449
IA | Biopower | 0.522 | 0.522 | 0.522 | 0.5105 | 0.5045 | 0.5025 | 0.501 | 0.501 | 0.501 | 0.501 | 0.501 | 0.501 | 0.501 | 0.501 | 0.501 | 0.501 | 0.501 | 0.5025 | 0.504 | 0.508 | 0.5125 | 0.513 | 0.5135 | 0.512 | 0.5105 | 0.509 | 0.5125 | 0.5165 | 0.52 | 0.5235 | 0.527 | 0.5135 | 0.5 | 0.487 | 0.4735 | 0.46 | 0.449 | 0.436 | 0.4215 | 0.403 | 0.379 | 0.49516
IA | Coal | 0.80067 | 0.80233 | 0.80333 | 0.81233 | 0.822 | 0.81067 | 0.79933 | 0.80267 | 0.80567 | 0.808 | 0.81533 | 0.818 | 0.821 | 0.82267 | 0.82533 | 0.82533 | 0.82533 | 0.82233 | 0.82 | 0.724 | 0.628 | 0.583 | 0.53567 | 0.53567 | 0.53567 | [16 empty] | 0.76017
IA | CSP
IA | Dist PV |  |  |  | 0.165 | 0.165 | 0.165 | 0.165 | 0.165 | 0.165 | 0.165 | 0.165 | 0.165 | 0.165 | 0.165 | 0.165 | 0.165 | 0.165 | 0.165 | 0.165 | 0.165 | 0.165 | 0.165 | 0.165 | 0.165 | 0.165 | 0.165 | 0.165 | 0.165 | 0.165 | 0.165 | 0.165 | 0.165 | 0.165 | 0.165 | 0.165 | 0.165 | 0.165 | 0.165 | 0.165 | 0.165 | 0.165 | 0.165
IA | Gas CCGT | 0.022 | 0.0765 | 0.131 | 0.1105 | 0.0895 | 0.4135 | 0.737 | 0.6335 | 0.553 | 0.6535 | 0.754 | 0.676 | 0.598 | 0.555 | 0.5125 | 0.341 | 0.169 | 0.1475 | 0.127 | 0.111 | 0.0945 | 0.0955 | 0.0965 | 0.1055 | 0.1145 | 0.124 | 0.113 | 0.1015 | 0.0905 | 0.0795 | 0.068 | 0.0755 | 0.083 | 0.091 | 0.098 | 0.106 | 0.099 | 0.092 | 0.0855 | 0.0785 | 0.0715 | 0.22863
IA | Gas CT | 0.0016667 | 0.002 | 0.002 | 0.0036667 | 0.0046667 | 0.0083333 | 0.012 | 0.008 | 0.0046667 | 0.0046667 | 0.0046667 | 0.004 | 0.0033333 | 0.0036667 | 0.0036667 | 0.0036667 | 0.0036667 | 0.0036667 | 0.0036667 | 0.002 | 0 | 0 | 0 | 0 | 0 | 0 | 0 | 0 | 0 | 0 | 0 | 0 | 0 | 0 | 0 | 0 | 0 | 0 | 0 | 0 | 0 | 0.0021382
IA | Geothermal
IA | Hydro | 0.9195 | 0.8985 | 0.8775 | 0.872 | 0.866 | 0.878 | 0.89 | 0.8905 | 0.8905 | 0.8905 | 0.8905 | 0.8905 | 0.8905 | 0.8905 | 0.8905 | 0.8905 | 0.8905 | 0.8905 | 0.8905 | 0.8905 | 0.8905 | 0.8905 | 0.8905 | 0.8905 | 0.8905 | 0.8905 | 0.8905 | 0.8905 | 0.8905 | 0.8905 | 0.8905 | 0.8905 | 0.8905 | 0.8905 | 0.8905 | 0.8905 | 0.8905 | 0.8905 | 0.8905 | 0.8905 | 0.8905 | 0.88972
IA | Nuclear | Column Labels 2010: 0.902; Column Labels 2011: 0.902; Column Labels 2012: 0.902; Column Labels 2013: 0.902; Column Labels 2014: 0.902; Column Labels 2015: 0.902; Column Labels 2016: 0.902; Column Labels 2017: 0.902; Column Labels 2018: 0.902; Column Labels 2019: 0.902 | 0.902
IA | Other | 0 | 0 | 0 | 0 | 0 | 0 | 0 | 0 | 0 | 0 | 0 | 0 | 0 | 0 | 0 | 0 | 0 | 0 | 0 | 0 | 0 | 0 | 0 | 0 | 0 | 0 | 0 | 0 | 0 | 0 | 0 | 0 | 0 | 0 | 0 | 0 | 0 | 0 | 0 | 0 | 0 | 0
IA | Utility PV | [5 empty] | 0.2395 | 0.2395 | 0.2395 | 0.239 | 0.2375 | 0.2365 | 0.2355 | 0.2345 | 0.23433 | 0.23433 | 0.233 | 0.23167 | 0.23067 | 0.22933 | 0.22833 | 0.22733 | 0.226 | 0.225 | 0.224 | 0.22267 | 0.22167 | 0.22067 | 0.21933 | 0.21833 | 0.217 | 0.216 | 0.215 | 0.214 | 0.213 | 0.212 | 0.211 | 0.21 | 0.209 | 0.20767 | 0.20667 | 0.20567 | 0.22294
IA | Wind offshore
IA | Wind onshore | 0.30133 | 0.31967 | 0.327 | 0.33133 | 0.33533 | 0.33933 | 0.342 | 0.34533 | 0.34767 | 0.36033 | 0.36967 | 0.376 | 0.38067 | 0.38133 | 0.382 | 0.39167 | 0.398 | 0.396 | 0.39367 | 0.39533 | 0.39667 | 0.39533 | 0.39367 | 0.387 | 0.381 | 0.37467 | 0.378 | 0.38167 | 0.38567 | 0.39033 | 0.39567 | 0.396 | 0.397 | 0.397 | 0.39733 | 0.39733 | 0.427 | 0.445 | 0.458 | 0.46867 | 0.47767 | 0.38376
ID | ID | 0.22269 | 0.269 | 0.2765 | 0.28035 | 0.29971 | 0.27311 | 0.25011 | 0.24953 | 0.26272 | 0.2322 | 0.23255 | 0.221 | 0.21867 | 0.21733 | 0.216 | 0.21714 | 0.21824 | 0.22036 | 0.21577 | 0.21391 | 0.21191 | 0.22096 | 0.23187 | 0.24043 | 0.2497 | 0.26091 | 0.25774 | 0.25461 | 0.25152 | 0.24848 | 0.25664 | 0.24335 | 0.24157 | 0.23961 | 0.23761 | 0.2465 | 0.23632 | 0.22609 | 0.21586 | 0.20555 | 0.19518 | 0.23734
ID | Battery | [9 empty] | -0.046 | -0.046 | -0.016 | -0.014 | -0.011667 | -0.0093333 | -0.0093333 | -0.0096667 | -0.014667 | -0.018667 | -0.023667 | -0.028333 | -0.029 | -0.03 | -0.028333 | -0.028333 | -0.028333 | -0.027667 | -0.026667 | -0.025333 | -0.024333 | -0.0345 | -0.024667 | -0.024 | -0.023667 | -0.023333 | -0.022667 | -0.020333 | -0.018333 | -0.016333 | -0.015 | -0.014 | -0.022258
ID | Biopower | 0.087 | 0.066333 | 0.063 | 0.19733 | 0.324 | 0.191 | 0.057667 | 0.057667 | 0.057667 | 0.057667 | 0.057667 | 0.057667 | 0.057667 | 0.057667 | 0.057667 | 0.057667 | 0.057667 | 0.067 | 0.076667 | 0.081 | 0.085333 | 0.156 | 0.242 | 0.33467 | 0.43533 | 0.54933 | 0.546 | 0.54233 | 0.539 | 0.53533 | 0.532 | 0.50467 | 0.47733 | 0.45 | 0.42267 | 0.39567 | 0.329 | 0.26267 | 0.19633 | 0.12967 | 0.063333 | 0.2333
ID | Coal
ID | CSP
ID | Dist PV |  |  |  | 0.182 | 0.182 | 0.182 | 0.182 | 0.182 | 0.182 | 0.182 | 0.182 | 0.182 | 0.182 | 0.182 | 0.182 | 0.182 | 0.182 | 0.182 | 0.182 | 0.182 | 0.182 | 0.182 | 0.182 | 0.182 | 0.182 | 0.182 | 0.18033 | 0.179 | 0.17767 | 0.17633 | 0.175 | 0.17667 | 0.178 | 0.17933 | 0.18067 | 0.182 | 0.182 | 0.182 | 0.182 | 0.182 | 0.182 | 0.18108
ID | Gas CCGT | 0.094 | 0.4535 | 0.4425 | 0.5075 | 0.5725 | 0.5395 | 0.508 | 0.501 | 0.494 | 0.4995 | 0.505 | 0.477 | 0.448 | 0.432 | 0.4155 | 0.4275 | 0.44 | 0.381 | 0.322 | 0.3045 | 0.2865 | 0.2855 | 0.2845 | 0.2495 | 0.2145 | 0.18 | 0.1495 | 0.1185 | 0.088 | 0.0575 | 0.027 | 0.034 | 0.041 | 0.0475 | 0.0545 | 0.0615 | 0.06 | 0.0585 | 0.0565 | 0.055 | 0.0535 | 0.27384
ID | Gas CT | 0 | 0 | 0 | 0 | 0 | 0 | 0 | 0 | 0 | 0 | 0.0005 | 0 | 0 | 0 | 0 | 0 | 0 | 0 | 0 | 0 | 0 | 0 | 0 | 0 | 0 | 0 | 0 | 0 | 0 | 0 | 0 | 0 | 0 | 0 | 0 | 0 | 0 | 0 | 0 | 0 | 0 | 1.3158e-05
ID | Geothermal | 0.75 | 0.75 | 0.75 | 0.75 | 0.75 | 0.75 | 0.75 | 0.75 | 0.75 | 0.75 | 0.75 | 0.75 | 0.75 | 0.75 | 0.75 | 0.75 | 0.75 | 0.75 | 0.75 | 0.75 | 0.75 | 0.75 | 0.75 | 0.75 | 0.75 | 0.75 | 0.75 | 0.75 | 0.75 | 0.75 | 0.75 | 0.75 | 0.75 | 0.75 | 0.75 | 0.75 | 0.75 | 0.75 | 0.75 | 0.75 | 0.75 | 0.75
ID | Hydro | 0.39367 | 0.441 | 0.488 | 0.426 | 0.36467 | 0.383 | 0.40067 | 0.40067 | 0.40067 | 0.40133 | 0.40167 | 0.40167 | 0.40167 | 0.40167 | 0.40167 | 0.40167 | 0.40167 | 0.40167 | 0.40167 | 0.40167 | 0.40167 | 0.40167 | 0.40167 | 0.40167 | 0.40167 | 0.40167 | 0.40167 | 0.40167 | 0.40167 | 0.40167 | 0.40167 | 0.397 | 0.39333 | 0.389 | 0.38467 | 0.38033 | 0.36933 | 0.35767 | 0.34633 | 0.335 | 0.32333 | 0.39538
ID | Nuclear
ID | Other | Column Labels 2010: 0; Column Labels 2011: 0; Column Labels 2012: 0; Column Labels 2013: 0; Column Labels 2014: 0; Column Labels 2015: 0; Column Labels 2016: 0; Column Labels 2017: 0 | 0
ID | Utility PV | [5 empty] | 0.236 | 0.236 | 0.2435 | 0.2435 | 0.243 | 0.242 | 0.241 | 0.24 | 0.2385 | 0.2375 | 0.2365 | 0.2355 | 0.234 | 0.2335 | 0.2325 | 0.231 | 0.22533 | 0.225 | 0.22667 | 0.22633 | 0.22633 | 0.22567 | 0.22567 | 0.225 | 0.22467 | 0.22433 | 0.22333 | 0.22233 | 0.22133 | 0.22033 | 0.22 | 0.21967 | 0.22 | 0.22 | 0.22 | 0.22 | 0.22802
ID | Wind offshore
ID | Wind onshore | 0.301 | 0.2935 | 0.2915 | 0.2925 | 0.294 | 0.2915 | 0.2895 | 0.2905 | 0.2915 | 0.289 | 0.287 | 0.2895 | 0.292 | 0.292 | 0.292 | 0.293 | 0.2935 | 0.32 | 0.32033 | 0.31967 | 0.31833 | 0.31767 | 0.31733 | 0.31033 | 0.30433 | 0.29933 | 0.30033 | 0.301 | 0.30167 | 0.303 | 0.304 | 0.316 | 0.32767 | 0.33933 | 0.35033 | 0.36133 | 0.36333 | 0.365 | 0.367 | 0.369 | 0.371 | 0.31631
IL | IL | 0.29475 | 0.31573 | 0.33788 | 0.31297 | 0.30209 | 0.32489 | 0.34053 | 0.33729 | 0.33774 | 0.34106 | 0.33171 | 0.32888 | 0.32603 | 0.31935 | 0.31244 | 0.27208 | 0.26119 | 0.25346 | 0.24578 | 0.24243 | 0.23878 | 0.23521 | 0.21368 | 0.21165 | 0.20984 | 0.21268 | 0.21294 | 0.21335 | 0.21374 | 0.21403 | 0.21444 | 0.21929 | 0.21971 | 0.22023 | 0.22071 | 0.22137 | 0.22203 | 0.22269 | 0.22326 | 0.22383 | 0.18248 | 0.26046
IL | Battery |  |  |  | -0.008 | -0.008 | -0.001 | 0 | 0 | 0 | 0 | 0 | 0 | 0 | -0.003 | -0.005 | -0.04975 | -0.0515 | -0.05625 | -0.0565 | -0.06125 | -0.06225 | -0.063 | -0.0625 | -0.0615 | -0.05975 | -0.058 | -0.062 | -0.06475 | -0.067 | -0.0695 | -0.07125 | -0.0695 | -0.06775 | -0.06625 | -0.06475 | -0.063 | -0.05975 | -0.0565 | -0.05325 | -0.04975 | -0.047 | -0.0545
IL | Biopower | 0.49875 | 0.508 | 0.51875 | 0.51975 | 0.521 | 0.51975 | 0.51733 | 0.51667 | 0.51633 | 0.51633 | 0.51633 | 0.51633 | 0.51633 | 0.517 | 0.51767 | 0.519 | 0.52033 | 0.52267 | 0.525 | 0.52533 | 0.52567 | 0.52567 | 0.52533 | 0.51467 | 0.50433 | 0.49367 | 0.49967 | 0.50567 | 0.51167 | 0.51767 | 0.524 | 0.523 | 0.52167 | 0.52067 | 0.51933 | 0.51833 | 0.50433 | 0.48967 | 0.47433 | 0.458 | 0.3995 | 0.51143
IL | Coal | 0.476 | 0.405 | 0.3175 | 0.41475 | 0.545 | 0.48725 | 0.4255 | 0.45875 | 0.5265 | 0.47225 | 0.27533 | 0.279 | 0.283 | 0.28733 | 0.29167 | 0.29767 | 0.30333 | 0.28033 | 0.25633 | 0.23367 | 0.20267 | 0.17967 | 0.15633 | 0.15633 | 0.15633 | [16 empty] | 0.34154
IL | CSP
IL | Dist PV | 0.162 | 0.16325 | 0.16325 | 0.16325 | 0.16325 | 0.16325 | 0.16325 | 0.16325 | 0.16325 | 0.16325 | 0.16325 | 0.16325 | 0.16325 | 0.16325 | 0.16325 | 0.16325 | 0.16325 | 0.16325 | 0.16325 | 0.16325 | 0.16325 | 0.1605 | 0.159 | 0.155 | 0.1525 | 0.151 | 0.1545 | 0.15725 | 0.1595 | 0.1615 | 0.16325 | 0.16325 | 0.16325 | 0.16325 | 0.16325 | 0.16325 | 0.16075 | 0.15825 | 0.156 | 0.15375 | 0.1515 | 0.16091
IL | Gas CCGT | 0.050333 | 0.38267 | 0.72133 | 0.44 | 0.159 | 0.46433 | 0.73667 | 0.654 | 0.569 | 0.66333 | 0.75767 | 0.73933 | 0.72067 | 0.64167 | 0.56233 | 0.42467 | 0.28667 | 0.22467 | 0.16233 | 0.15233 | 0.14233 | 0.136 | 0.13033 | 0.13633 | 0.14233 | 0.14767 | 0.14033 | 0.133 | 0.12567 | 0.11833 | 0.111 | 0.11533 | 0.11933 | 0.12333 | 0.128 | 0.13233 | 0.13933 | 0.147 | 0.15467 | 0.162 | 0.16967 | 0.30164
IL | Gas CT | 0.00275 | 0.00625 | 0.0095 | 0.0085 | 0.0075 | 0.0125 | 0.01725 | 0.0165 | 0.01625 | 0.033 | 0.05 | 0.03975 | 0.02975 | 0.02625 | 0.0225 | 0.01675 | 0.01075 | 0.009 | 0.0065 | 0.00625 | 0.00575 | 0.00475 | 0.0035 | 0.0045 | 0.00525 | 0.00625 | 0.006 | 0.0065 | 0.00675 | 0.00675 | 0.00725 | 0.00725 | 0.0075 | 0.00725 | 0.00725 | 0.0075 | 0.00625 | 0.00525 | 0.00375 | 0.00225 | 0 | 0.011411
IL | Geothermal
IL | Hydro | 0.3615 | 0.347 | 0.332 | 0.31 | 0.287 | 0.358 | 0.4285 | 0.4285 | 0.4285 | 0.4285 | 0.4285 | 0.4285 | 0.4285 | 0.4285 | 0.4285 | 0.4285 | 0.4285 | 0.4285 | 0.4285 | 0.4285 | 0.4285 | 0.4285 | 0.4285 | 0.4285 | 0.4285 | 0.4285 | 0.4285 | 0.4285 | 0.4285 | 0.4285 | 0.4285 | 0.4285 | 0.4285 | 0.4285 | 0.4285 | 0.4285 | 0.4285 | 0.4285 | 0.4285 | 0.4285 | 0.4285 | 0.41446
IL | Nuclear | 0.902 | 0.902 | 0.902 | 0.902 | 0.902 | 0.902 | 0.902 | 0.902 | 0.902 | 0.902 | 0.902 | 0.902 | 0.902 | 0.902 | 0.902 | 0.902 | 0.902 | 0.902 | 0.902 | 0.902 | 0.902 | 0.902 | 0.902 | 0.881 | 0.86 | 0.839 | 0.8515 | 0.864 | 0.877 | 0.8895 | 0.902 | 0.889 | 0.8755 | 0.8625 | 0.848 | 0.834 | 0.834 | 0.834 | 0.834 | 0.834 |  | 0.88778
IL | Other | 0 | 0.0005 | 0.001 | 0.0005 | 0 | 0.00075 | 0.00125 | 0.00125 | 0 | 0.0045 | 0.00875 | 0.0045 | 0 | 0 | 0 | 0 | 0 | 0 | 0 | 0 | 0 | 0 | 0 | 0 | 0 | 0 | 0 | 0 | 0 | 0 | 0 | 0 | 0 | 0 | 0 | 0 | 0 | 0 | 0 | 0 | 0 | 0.00056098
IL | Utility PV | 0.233 | 0.233 | 0.233 | 0.232 | 0.231 | 0.2385 | 0.238 | 0.237 | 0.236 | 0.239 | 0.23967 | 0.238 | 0.237 | 0.23667 | 0.236 | 0.235 | 0.23367 | 0.236 | 0.23533 | 0.23433 | 0.23333 | 0.2345 | 0.23325 | 0.23225 | 0.23075 | 0.2295 | 0.2285 | 0.22725 | 0.226 | 0.225 | 0.22375 | 0.2235 | 0.224 | 0.2245 | 0.2245 | 0.22475 | 0.22425 | 0.22375 | 0.22325 | 0.22275 | 0.22225 | 0.23005
IL | Wind offshore | Column Labels 2041: 0.367; Column Labels 2042: 0.367; Column Labels 2043: 0.367; Column Labels 2044: 0.367; Column Labels 2045: 0.367; Column Labels 2046: 0.386; Column Labels 2047: 0.403; Column Labels 2048: 0.419; Column Labels 2049: 0.433; Column Labels 2050: 0.447 | 0.3923
IL | Wind onshore | 0.30575 | 0.3265 | 0.33575 | 0.336 | 0.336 | 0.3365 | 0.337 | 0.34 | 0.342 | 0.3565 | 0.365 | 0.36775 | 0.36975 | 0.373 | 0.37475 | 0.3885 | 0.39475 | 0.39 | 0.38525 | 0.38425 | 0.38325 | 0.376 | 0.369 | 0.36725 | 0.36575 | 0.36425 | 0.363 | 0.362 | 0.36075 | 0.3595 | 0.35825 | 0.365 | 0.371 | 0.378 | 0.3855 | 0.3935 | 0.40075 | 0.40825 | 0.416 | 0.425 | 0.4345 | 0.36955
IN | IN | 0.24394 | 0.27253 | 0.30137 | 0.26374 | 0.24887 | 0.27 | 0.30038 | 0.28072 | 0.27144 | 0.29642 | 0.31688 | 0.30577 | 0.29488 | 0.28488 | 0.27504 | 0.27778 | 0.27563 | 0.26263 | 0.24881 | 0.23785 | 0.22374 | 0.2217 | 0.21633 | 0.20896 | 0.20185 | 0.18564 | 0.18708 | 0.18844 | 0.18996 | 0.19132 | 0.19276 | 0.19324 | 0.19336 | 0.19344 | 0.19336 | 0.19332 | 0.20104 | 0.20015 | 0.19873 | 0.19715 | 0.19519 | 0.23586
IN | Battery | 0 | -0.018 | -0.036 | -0.025 | -0.013 | -0.006 | -0.0055 | -0.0026667 | -0.002 | -0.0026667 | -0.003 | -0.006 | -0.0093333 | -0.026667 | -0.044333 | -0.044667 | -0.046 | -0.052333 | -0.059333 | -0.055667 | -0.052667 | -0.056333 | -0.056 | -0.057333 | -0.057 | -0.056333 | -0.059333 | -0.062667 | -0.065 | -0.067667 | -0.070333 | -0.071 | -0.071667 | -0.071667 | -0.072 | -0.072333 | -0.067333 | -0.064 | -0.061667 | -0.06 | -0.059 | -0.046604
IN | Biopower | 0.522 | 0.522 | 0.522 | 0.522 | 0.522 | 0.522 | 0.522 | 0.522 | 0.522 | 0.522 | 0.522 | 0.522 | 0.522 | 0.522 | 0.522 | 0.522 | 0.522 | 0.522 | 0.522 | 0.522 | 0.522 | 0.522 | 0.522 | 0.5005 | 0.479 | 0.4575 | 0.4705 | 0.4835 | 0.4965 | 0.5095 | 0.522 | 0.5195 | 0.5165 | 0.5135 | 0.51 | 0.507 | 0.492 | 0.4775 | 0.463 | 0.4485 | 0.434 | 0.50748
IN | Coal | 0.724 | 0.666 | 0.6045 | 0.698 | 0.8075 | 0.7705 | 0.7205 | 0.711 | 0.702 | 0.6695 | 0.636 | 0.6575 | 0.7015 | 0.7185 | 0.7385 | 0.745 | 0.7535 | 0.6865 | 0.6175 | 0.532 | 0.408 | 0.385 | 0.313 | 0.313 | 0.313 | [16 empty] | 0.62368
IN | CSP
IN | Dist PV |  |  |  | 0.16 | 0.16 | 0.16 | 0.16 | 0.16 | 0.16 | 0.16 | 0.16 | 0.16 | 0.16 | 0.15767 | 0.15567 | 0.158 | 0.16 | 0.16 | 0.16 | 0.16 | 0.16 | 0.16 | 0.16 | 0.15033 | 0.143 | 0.13667 | 0.13767 | 0.13833 | 0.13933 | 0.13967 | 0.14033 | 0.14533 | 0.14967 | 0.15333 | 0.15667 | 0.16 | 0.16 | 0.16 | 0.16 | 0.16 | 0.16 | 0.15478
IN | Gas CCGT | 0.051333 | 0.29167 | 0.53167 | 0.37733 | 0.22333 | 0.444 | 0.66467 | 0.62533 | 0.58133 | 0.66233 | 0.744 | 0.69 | 0.63567 | 0.60267 | 0.57 | 0.55467 | 0.53933 | 0.47467 | 0.41067 | 0.364 | 0.31767 | 0.319 | 0.32033 | 0.286 | 0.251 | 0.21667 | 0.22233 | 0.22767 | 0.23333 | 0.239 | 0.24467 | 0.245 | 0.24533 | 0.24567 | 0.24567 | 0.246 | 0.233 | 0.21967 | 0.206 | 0.193 | 0.17933 | 0.37012
IN | Gas CT | 0.0033333 | 0.0036667 | 0.004 | 0.0043333 | 0.004 | 0.007 | 0.009 | 0.009 | 0.009 | 0.013333 | 0.018 | 0.016333 | 0.014333 | 0.015 | 0.015667 | 0.010667 | 0.0053333 | 0.0053333 | 0.005 | 0.003 | 0.001 | 0.0026667 | 0.004 | 0.0033333 | 0.0026667 | 0.002 | 0.003 | 0.0036667 | 0.0043333 | 0.005 | 0.006 | 0.006 | 0.0056667 | 0.0053333 | 0.0053333 | 0.005 | 0.0043333 | 0.0036667 | 0.003 | 0.0016667 | 0 | 0.0061707
IN | Geothermal
IN | Hydro | 0.59 | 0.5525 | 0.516 | 0.4785 | 0.441 | 0.4865 | 0.5315 | 0.5315 | 0.5315 | 0.5315 | 0.5315 | 0.5315 | 0.5315 | 0.5315 | 0.5315 | 0.5315 | 0.5315 | 0.5315 | 0.5315 | 0.5315 | 0.5315 | 0.5315 | 0.5315 | 0.5315 | 0.5315 | 0.5315 | 0.5315 | 0.5315 | 0.5315 | 0.5315 | 0.5315 | 0.5315 | 0.5315 | 0.5315 | 0.5315 | 0.5315 | 0.5315 | 0.5315 | 0.5315 | 0.5315 | 0.5315 | 0.52846
IN | Nuclear
IN | Other | 0 | 0.010667 | 0.023333 | 0.012 | 0 | 0.023 | 0.046667 | 0.027333 | 0 | 0.11333 | 0.226 | 0.17133 | 0.10767 | 0.063 | 0.017333 | 0.0086667 | 0 | 0 | 0 | 0 | 0 | 0 | 0 | 0 | 0 | 0 | 0 | 0 | 0 | 0 | 0 | 0 | 0 | 0 | 0 | 0 | 0 | 0 | 0 | 0 | 0 | 0.02074
IN | Utility PV |  | 0.241 | 0.241 | 0.23767 | 0.23733 | 0.23633 | 0.236 | 0.23533 | 0.23433 | 0.23333 | 0.23233 | 0.235 | 0.23467 | 0.23367 | 0.23233 | 0.23167 | 0.23033 | 0.23267 | 0.232 | 0.23033 | 0.22833 | 0.22733 | 0.226 | 0.22467 | 0.22267 | 0.22133 | 0.22033 | 0.21933 | 0.21867 | 0.21733 | 0.21633 | 0.21933 | 0.22067 | 0.22133 | 0.222 | 0.22233 | 0.22167 | 0.22133 | 0.22067 | 0.22033 | 0.22 | 0.22751
IN | Wind offshore | Column Labels 2046: 0.405; Column Labels 2047: 0.405; Column Labels 2048: 0.405; Column Labels 2049: 0.405; Column Labels 2050: 0.405 | 0.405
IN | Wind onshore | 0.311 | 0.315 | 0.318 | 0.32 | 0.322 | 0.323 | 0.323 | 0.326 | 0.327 | 0.361 | 0.364 | 0.364 | 0.364 | 0.3635 | 0.3635 | 0.382 | 0.387 | 0.38333 | 0.377 | 0.382 | 0.385 | 0.38367 | 0.38167 | 0.377 | 0.372 | 0.36733 | 0.367 | 0.36733 | 0.367 | 0.367 | 0.367 | 0.365 | 0.363 | 0.36133 | 0.35933 | 0.35767 | 0.37333 | 0.38633 | 0.39633 | 0.40533 | 0.41267 | 0.36996
KS | KS | 0.35425 | 0.36408 | 0.37275 | 0.34557 | 0.345 | 0.37033 | 0.3824 | 0.37481 | 0.37319 | 0.37012 | 0.36612 | 0.36031 | 0.35387 | 0.34594 | 0.338 | 0.28172 | 0.24865 | 0.24229 | 0.23647 | 0.23382 | 0.23141 | 0.22624 | 0.22118 | 0.21982 | 0.21829 | 0.21544 | 0.21588 | 0.21631 | 0.21681 | 0.21731 | 0.21781 | 0.21887 | 0.21981 | 0.22075 | 0.22156 | 0.1772 | 0.17507 | 0.17407 | 0.17353 | 0.17313 | 0.1726 | 0.26616
KS | Battery | [15 empty] | -0.061 | -0.061 | -0.066 | -0.0675 | -0.0675 | -0.068 | -0.0685 | -0.07 | -0.071 | -0.0725 | -0.0735 | -0.074 | -0.074 | -0.074 | -0.0745 | -0.0745 | -0.0735 | -0.0725 | -0.072 | -0.071 | -0.07 | -0.0695 | -0.069 | -0.068 | -0.067 | -0.066 | -0.069846
KS | Biopower | 0.522 | 0.522 | 0.522 | 0.522 | 0.522 | 0.522 | 0.522 | 0.522 | 0.522 | 0.522 | 0.522 | 0.522 | 0.522 | 0.522 | 0.522 | 0.522 | 0.522 | 0.522 | 0.522 | 0.522 | 0.522 | 0.522 | 0.522 | 0.497 | 0.472 | 0.447 | 0.462 | 0.477 | 0.492 | 0.507 | 0.522 | 0.522 | 0.522 | 0.522 | 0.522 | 0.522 | 0.497 | 0.471 | 0.445 | 0.419 | 0.393 | 0.50529
KS | Coal | 0.829 | 0.8205 | 0.811 | 0.822 | 0.8385 | 0.7945 | 0.748 | 0.792 | 0.8355 | 0.7545 | 0.666 | 0.661 | 0.6555 | 0.6295 | 0.6035 | 0.595 | 0.542 | 0.511 | 0.48 | 0.416 | 0.353 | 0.295 | 0.237 | 0.237 | 0.237 | [16 empty] | 0.65902
KS | CSP
KS | Dist PV |  |  |  | 0.1915 | 0.1915 | 0.1915 | 0.1915 | 0.1915 | 0.1915 | 0.1915 | 0.1915 | 0.1915 | 0.1915 | 0.1915 | 0.1915 | 0.1915 | 0.1915 | 0.1915 | 0.1915 | 0.1915 | 0.1915 | 0.1875 | 0.1845 | 0.187 | 0.1895 | 0.1915 | 0.188 | 0.1845 | 0.1815 | 0.179 | 0.1765 | 0.1805 | 0.1835 | 0.1865 | 0.189 | 0.1915 | 0.1915 | 0.1915 | 0.1915 | 0.1915 | 0.1915 | 0.18908
KS | Gas CCGT | 0.026 | 0.139 | 0.251 | 0.187 | 0.124 | 0.623 | 0.902 | 0.791 | 0.68 | 0.791 | 0.902 | 0.839 | 0.776 | 0.719 | 0.662 | 0.486 | 0.311 | 0.239 | 0.168 | 0.173 | 0.179 | 0.175 | 0.172 | 0.165 | 0.159 | 0.152 | 0.136 | 0.119 | 0.103 | 0.087 | 0.07 | 0.068 | 0.065 | 0.063 | 0.06 | 0.058 | 0.077 | 0.096 | 0.116 | 0.135 | 0.154 | 0.29751
KS | Gas CT | 0.001 | 0.002 | 0.0035 | 0.0045 | 0.005 | 0.005 | 0.005 | 0.0045 | 0.005 | 0.0055 | 0.0065 | 0.005 | 0.0035 | 0.0025 | 0.0015 | 0.001 | 0.0005 | 0 | 0 | 0 | 0 | 0 | 0 | 0 | 0 | 0 | 0 | 0 | 0 | 0 | 0 | 0 | 0 | 0 | 0 | 0 | 0 | 0 | 0 | 0 | 0 | 0.0015
KS | Geothermal
KS | Hydro | 0.534 | 0.508 | 0.499 | 0.52 | 0.54 | 0.518 | 0.496 | 0.496 | 0.496 | 0.496 | 0.496 | 0.496 | 0.496 | 0.496 | 0.496 | 0.496 | 0.496 | 0.496 | 0.496 | 0.496 | 0.496 | 0.496 | 0.496 | 0.496 | 0.496 | 0.496 | 0.496 | 0.496 | 0.496 | 0.496 | 0.496 | 0.496 | 0.496 | 0.496 | 0.496 | 0.496 | 0.496 | 0.496 | 0.496 | 0.496 | 0.496 | 0.49949
KS | Nuclear | 0.902 | 0.902 | 0.902 | 0.902 | 0.902 | 0.902 | 0.902 | 0.902 | 0.902 | 0.902 | 0.902 | 0.902 | 0.902 | 0.902 | 0.902 | 0.902 | 0.902 | 0.902 | 0.902 | 0.902 | 0.902 | 0.902 | 0.902 | 0.901 | 0.899 | 0.898 | 0.899 | 0.9 | 0.9 | 0.901 | 0.902 | 0.902 | 0.902 | 0.902 | 0.902 | [6 empty] | 0.90154
KS | Other | 0 | 0 | 0 | 0 | 0 | 0 | 0 | 0 | 0 | 0 | 0 | 0 | 0 | 0 | 0 | 0 | 0 | 0 | 0 | 0 | 0 | 0 | 0 | 0 | 0 | 0 | 0 | 0 | 0 | 0 | 0 | 0 | 0 | 0 | 0 | 0 | 0 | 0 | 0 | 0 | 0 | 0
KS | Utility PV | [5 empty] | 0.288 | 0.288 | 0.2865 | 0.2855 | 0.2845 | 0.283 | 0.287 | 0.287 | 0.286 | 0.285 | 0.2825 | 0.2805 | 0.28 | 0.279 | 0.277 | 0.276 | 0.273 | 0.271 | 0.2705 | 0.2705 | 0.27 | 0.2685 | 0.267 | 0.2655 | 0.264 | 0.262 | 0.262 | 0.262 | 0.262 | 0.2615 | 0.2615 | 0.2605 | 0.259 | 0.258 | 0.257 | 0.2555 | 0.27224
KS | Wind offshore
KS | Wind onshore | 0.3035 | 0.3265 | 0.335 | 0.3355 | 0.336 | 0.36 | 0.3685 | 0.3685 | 0.368 | 0.3695 | 0.371 | 0.3585 | 0.3455 | 0.3385 | 0.3315 | 0.3235 | 0.3155 | 0.319 | 0.323 | 0.332 | 0.3415 | 0.336 | 0.33 | 0.334 | 0.3365 | 0.339 | 0.348 | 0.357 | 0.366 | 0.3745 | 0.3835 | 0.388 | 0.393 | 0.398 | 0.403 | 0.408 | 0.3955 | 0.3925 | 0.3915 | 0.392 | 0.392 | 0.35679
KY | KY | 0.32727 | 0.30355 | 0.275 | 0.28494 | 0.30912 | 0.33061 | 0.31928 | 0.35489 | 0.36168 | 0.35584 | 0.35005 | 0.33368 | 0.33245 | 0.33077 | 0.3449 | 0.31091 | 0.32532 | 0.29248 | 0.27388 | 0.2633 | 0.26433 | 0.26563 | 0.26019 | 0.25154 | 0.24288 | 0.19942 | 0.19775 | 0.19662 | 0.19571 | 0.195 | 0.1945 | 0.19417 | 0.19371 | 0.19329 | 0.19275 | 0.19225 | 0.19333 | 0.19429 | 0.19496 | 0.1955 | 0.196 | 0.25691
KY | Battery | [15 empty] | -0.037 | -0.037 | -0.055667 | -0.056333 | -0.0485 | -0.04775 | -0.04975 | -0.05075 | -0.0515 | -0.052 | -0.052 | -0.05575 | -0.0585 | -0.06075 | -0.06275 | -0.06475 | -0.06275 | -0.06125 | -0.06 | -0.059 | -0.058 | -0.0545 | -0.05125 | -0.0485 | -0.04625 | -0.044 | -0.053929
KY | Biopower | 0.522 | 0.522 | 0.522 | 0.522 | 0.522 | 0.522 | 0.522 | 0.522 | 0.522 | 0.522 | 0.522 | 0.522 | 0.522 | 0.522 | 0.522 | 0.522 | 0.522 | 0.522 | 0.522 | 0.522 | 0.522 | 0.522 | 0.522 | 0.5 | 0.478 | 0.456 | 0.47 | 0.483 | 0.496 | 0.509 | 0.522 | 0.513 | 0.504 | 0.495 | 0.486 | 0.477 | 0.471 | 0.465 | 0.459 | 0.453 | 0.447 | 0.50463
KY | Coal | 0.795 | 0.66533 | 0.51767 | 0.646 | 0.79467 | 0.729 | 0.656 | 0.70733 | 0.77133 | 0.735 | 0.699 | 0.69867 | 0.69833 | 0.68933 | 0.68067 | 0.71633 | 0.75567 | 0.70133 | 0.64433 | 0.63567 | 0.64633 | 0.61233 | 0.6515 | 0.6515 | 0.6515 | [16 empty] | 0.68743
KY | CSP
KY | Dist PV |  |  |  | 0.162 | 0.162 | 0.162 | 0.162 | 0.162 | 0.162 | 0.162 | 0.162 | 0.162 | 0.162 | 0.16125 | 0.1605 | 0.14875 | 0.13975 | 0.14025 | 0.14025 | 0.13775 | 0.13575 | 0.1465 | 0.15425 | 0.1575 | 0.16 | 0.162 | 0.15325 | 0.1465 | 0.141 | 0.13675 | 0.13325 | 0.1335 | 0.1335 | 0.1335 | 0.1335 | 0.1335 | 0.1405 | 0.14675 | 0.15225 | 0.15725 | 0.162 | 0.15004
KY | Gas CCGT | [5 empty] | 0.902 | 0.902 | 0.902 | 0.902 | 0.902 | 0.902 | 0.902 | 0.902 | 0.902 | 0.902 | 0.8675 | 0.8325 | 0.6915 | 0.55 | 0.554 | 0.5575 | 0.6115 | 0.666 | 0.568 | 0.47 | 0.372 | 0.3765 | 0.381 | 0.3855 | 0.39 | 0.3945 | 0.3875 | 0.3805 | 0.3735 | 0.3665 | 0.36 | 0.3525 | 0.346 | 0.339 | 0.3315 | 0.325 | 0.58137
KY | Gas CT | 0.0035 | 0.04225 | 0.081 | 0.04225 | 0.00725 | 0.0355 | 0.052 | 0.03725 | 0.0215 | 0.021 | 0.02025 | 0.0135 | 0.007 | 0.007 | 0.00675 | 0.0055 | 0.0063333 | 0.004 | 0.002 | 0.0016667 | 0.001 | 0.0013333 | 0.0013333 | 0.001 | 0.00066667 | 0.00066667 | 0.00066667 | 0.00066667 | 0.00066667 | 0.00066667 | 0.00066667 | 0.00066667 | 0.00033333 | 0.00033333 | 0 | 0 | 0 | 0 | 0 | 0 | 0 | 0.012144
KY | Geothermal
KY | Hydro | 0.3395 | 0.326 | 0.313 | 0.42733 | 0.45433 | 0.43733 | 0.42033 | 0.42033 | 0.42033 | 0.42033 | 0.42067 | 0.42067 | 0.42067 | 0.42067 | 0.42067 | 0.42067 | 0.42067 | 0.42067 | 0.42067 | 0.42067 | 0.42067 | 0.42067 | 0.42067 | 0.42067 | 0.42067 | 0.42067 | 0.42067 | 0.42067 | 0.42067 | 0.42067 | 0.42067 | 0.42067 | 0.42067 | 0.42067 | 0.42067 | 0.42067 | 0.42067 | 0.42067 | 0.42067 | 0.42067 | 0.42067 | 0.41733
KY | Nuclear
KY | Other | Column Labels 2010: 0; Column Labels 2011: 0; Column Labels 2012: 0; Column Labels 2013: 0; Column Labels 2014: 0; Column Labels 2015: 0; Column Labels 2016: 0; Column Labels 2017: 0; Column Labels 2018: 0; Column Labels 2019: 0; Column Labels 2020: 0; Column Labels 2021: 0; Column Labels 2022: 0; Column Labels 2023: 0 | 0
KY | Utility PV | [5 empty] | 0.238 | 0.238 | 0.237 | 0.237 | 0.237 | 0.237 | 0.23875 | 0.23875 | 0.237 | 0.236 | 0.235 | 0.23425 | 0.23125 | 0.2305 | 0.22975 | 0.22975 | 0.22825 | 0.2265 | 0.22525 | 0.22425 | 0.22275 | 0.2215 | 0.22075 | 0.2195 | 0.21825 | 0.217 | 0.216 | 0.215 | 0.21475 | 0.214 | 0.213 | 0.2125 | 0.212 | 0.21125 | 0.21075 | 0.21 | 0.22382
KY | Wind offshore
KY | Wind onshore | Column Labels 2027: 0.355; Column Labels 2028: 0.355; Column Labels 2029: 0.343; Column Labels 2030: 0.34167; Column Labels 2031: 0.34133; Column Labels 2032: 0.34067; Column Labels 2033: 0.337; Column Labels 2034: 0.33367; Column Labels 2035: 0.33033; Column Labels 2036: 0.32767; Column Labels 2037: 0.325; Column Labels 2038: 0.32233; Column Labels 2039: 0.31933; Column Labels 2040: 0.317; Column Labels 2041: 0.32033; Column Labels 2042: 0.324; Column Labels 2043: 0.327; Column Labels 2044: 0.33033; Column Labels 2045: 0.33367; Column Labels 2046: 0.336; Column Labels 2047: 0.338; Column Labels 2048: 0.34; Column Labels 2049: 0.34233; Column Labels 2050: 0.34433 | 0.33379
LA | LA | 0.324 | 0.33336 | 0.3772 | 0.3689 | 0.3628 | 0.32658 | 0.33108 | 0.31715 | 0.31338 | 0.31123 | 0.30892 | 0.301 | 0.29729 | 0.292 | 0.29564 | 0.27931 | 0.28419 | 0.27881 | 0.24153 | 0.2352 | 0.23047 | 0.23253 | 0.23307 | 0.22573 | 0.21787 | 0.22457 | 0.2232 | 0.22167 | 0.2202 | 0.2188 | 0.21733 | 0.23244 | 0.23356 | 0.23438 | 0.23513 | 0.23581 | 0.23675 | 0.23725 | 0.23756 | 0.23781 | 0.19353 | 0.26204
LA | Battery | [5 empty] | 0 | 0 | 0 | -0.001 | 0 | 0 | 0 | 0 | 0 | 0 | -0.0375 | -0.043 | -0.0425 | -0.043 | -0.046 | -0.046 | -0.05 | -0.0515 | -0.054 | -0.0545 | -0.055 | -0.056 | -0.057 | -0.0575 | -0.0585 | -0.059 | -0.0585 | -0.058 | -0.057 | -0.056 | -0.0555 | -0.052 | -0.049 | -0.0465 | -0.044 | -0.042 | -0.042903
LA | Biopower | 0 | 0 | 0 | 0.036 | 0.072 | 0.036 | 0 | 0 | 0 | 0 | 0 | 0 | 0 | 0 | 0 | 0 | 0 | 0 | 0 | 0 | 0 | 0 | 0 | 0 | 0 | [16 empty] | 0.00576
LA | Coal | Column Labels 2010: 0.846; Column Labels 2011: 0.749; Column Labels 2012: 0.653; Column Labels 2013: 0.728; Column Labels 2014: 0.822; Column Labels 2015: 0.545; Column Labels 2016: 0.268; Column Labels 2017: 0.334; Column Labels 2018: 0.423; Column Labels 2019: 0.247; Column Labels 2020: 0.072; Column Labels 2021: 0.107; Column Labels 2022: 0.141; Column Labels 2023: 0.213; Column Labels 2024: 0.4; Column Labels 2025: 0.576; Column Labels 2026: 0.752; Column Labels 2027: 0.752 | 0.47933
LA | CSP
LA | Dist PV | 0.173 | 0.173 | 0.173 | 0.173 | 0.173 | 0.173 | 0.173 | 0.173 | 0.173 | 0.173 | 0.173 | 0.173 | 0.173 | 0.173 | 0.173 | 0.173 | 0.173 | 0.173 | 0.173 | 0.1385 | 0.1135 | 0.1305 | 0.145 | 0.155 | 0.1645 | 0.173 | 0.173 | 0.173 | 0.173 | 0.173 | 0.173 | 0.17 | 0.167 | 0.164 | 0.161 | 0.1585 | 0.1585 | 0.1585 | 0.1585 | 0.1585 | 0.1585 | 0.16479
LA | Gas CCGT | 0.4945 | 0.6365 | 0.7785 | 0.6535 | 0.529 | 0.6725 | 0.814 | 0.7935 | 0.7735 | 0.7805 | 0.788 | 0.7685 | 0.749 | 0.7155 | 0.682 | 0.656 | 0.6305 | 0.593 | 0.5555 | 0.5635 | 0.571 | 0.5635 | 0.5565 | 0.4915 | 0.425 | 0.3565 | 0.3505 | 0.344 | 0.3375 | 0.331 | 0.3245 | 0.3275 | 0.3295 | 0.332 | 0.3345 | 0.3375 | 0.3335 | 0.3295 | 0.326 | 0.3225 | 0.318 | 0.52609
LA | Gas CT | 0.0025 | 0.0035 | 0.005 | 0.0045 | 0.0045 | 0.0075 | 0.0105 | 0.027 | 0.032 | 0.0655 | 0.0995 | 0.097 | 0.095 | 0.075 | 0.0545 | 0.038 | 0.021 | 0.017 | 0.0125 | 0.01 | 0.008 | 0.0055 | 0.003 | 0.002 | 0.001 | 0 | 0 | 0 | 0 | 0 | 0 | 0 | 0 | 0 | 0 | 0 | 0 | 0 | 0 | 0 | 0 | 0.01711
LA | Geothermal
LA | Hydro | 0.649 | 0.563 | 0.477 | 0.534 | 0.592 | 0.56 | 0.528 | 0.528 | 0.528 | 0.528 | 0.528 | 0.528 | 0.528 | 0.528 | 0.528 | 0.528 | 0.528 | 0.528 | 0.528 | 0.528 | 0.528 | 0.528 | 0.528 | 0.528 | 0.528 | 0.528 | 0.528 | 0.528 | 0.528 | 0.528 | 0.528 | 0.528 | 0.528 | 0.528 | 0.528 | 0.528 | 0.528 | 0.528 | 0.528 | 0.528 | 0.528 | 0.53305
LA | Nuclear | 0.902 | 0.902 | 0.902 | 0.902 | 0.902 | 0.902 | 0.902 | 0.902 | 0.902 | 0.902 | 0.902 | 0.902 | 0.902 | 0.902 | 0.902 | 0.902 | 0.902 | 0.902 | 0.902 | 0.902 | 0.902 | 0.902 | 0.902 | 0.902 | 0.902 | 0.902 | 0.902 | 0.902 | 0.902 | 0.902 | 0.902 | 0.902 | 0.902 | 0.902 | 0.902 | 0.902 | 0.902 | 0.902 | 0.902 | 0.902 |  | 0.902
LA | Other | 0 | 0 | 0 | 0 | 0 | 0.081 | 0.191 | 0.111 | 0.006 | 0.069 | 0.131 | 0.091 | 0.05 | 0.025 | 0 | 0 | 0 | 0 | 0 | 0 | 0 | 0 | 0 | 0 | 0 | 0 | 0 | 0 | 0 | 0 | 0 | 0 | 0 | 0 | 0 | 0 | 0 | 0 | 0 | 0 | 0 | 0.017558
LA | Utility PV | [5 empty] | 0.262 | 0.262 | 0.261 | 0.259 | 0.262 | 0.262 | 0.2545 | 0.2535 | 0.2465 | 0.245 | 0.244 | 0.243 | 0.24 | 0.2385 | 0.235 | 0.231 | 0.232 | 0.2325 | 0.2315 | 0.23 | 0.2285 | 0.227 | 0.2255 | 0.224 | 0.2235 | 0.222 | 0.2215 | 0.222 | 0.2225 | 0.223 | 0.2235 | 0.223 | 0.2225 | 0.2215 | 0.221 | 0.2205 | 0.23371
LA | Wind offshore | Column Labels 2041: 0.383; Column Labels 2042: 0.383; Column Labels 2043: 0.383; Column Labels 2044: 0.383; Column Labels 2045: 0.383; Column Labels 2046: 0.397; Column Labels 2047: 0.406; Column Labels 2048: 0.412; Column Labels 2049: 0.416; Column Labels 2050: 0.419 | 0.3965
LA | Wind onshore | [15 empty] | 0.316 | 0.316 | 0.318 | 0.32 | 0.296 | 0.272 | 0.295 | 0.295 | 0.304 | 0.306 | 0.308 | 0.2645 | 0.262 | 0.2595 | 0.257 | 0.2545 | 0.2925 | 0.3015 | 0.307 | 0.312 | 0.316 | 0.3175 | 0.3185 | 0.32 | 0.3215 | 0.323 | 0.29756
MA | MA | 0.3515 | 0.3228 | 0.2891 | 0.3148 | 0.3546 | 0.3175 | 0.2803 | 0.245 | 0.2476 | 0.2447 | 0.16889 | 0.202 | 0.2024 | 0.2028 | 0.2032 | 0.2004 | 0.1978 | 0.1963 | 0.1946 | 0.1938 | 0.193 | 0.1887 | 0.1845 | 0.1825 | 0.1796 | 0.1768 | 0.1739 | 0.1711 | 0.1673 | 0.1628 | 0.1574 | 0.1566 | 0.1564 | 0.1564 | 0.1563 | 0.1566 | 0.1542 | 0.152 | 0.1495 | 0.1469 | 0.1442 | 0.20499
MA | Battery | [7 empty] | 0 | 0 | 0 | 0 | 0 | 0 | 0 | 0 | 0 | 0 | 0 | 0 | 0 | 0 | 0 | 0 | -0.002 | -0.005 | -0.007 | -0.016 | -0.024 | -0.033 | -0.042 | -0.05 | -0.061 | -0.064 | -0.066 | -0.067 | -0.067 | -0.069 | -0.069 | -0.069 | -0.07 | -0.07 | -0.025029
MA | Biopower | 0.486 | 0.489 | 0.492 | 0.504 | 0.516 | 0.504 | 0.492 | 0.492 | 0.492 | 0.457 | 0.427 | 0.427 | 0.427 | 0.427 | 0.427 | 0.427 | 0.427 | 0.427 | 0.427 | 0.427 | 0.427 | 0.43 | 0.434 | 0.435 | 0.436 | 0.438 | 0.427 | 0.414 | 0.395 | 0.369 | 0.33 | 0.331 | 0.331 | 0.332 | 0.332 | 0.333 | 0.304 | 0.274 | 0.244 | 0.212 | 0.179 | 0.4049
MA | Coal | Column Labels 2010: 0.672; Column Labels 2011: 0.348; Column Labels 2012: 0; Column Labels 2013: 0.331; Column Labels 2014: 0.805; Column Labels 2015: 0.463; Column Labels 2016: 0.121; Column Labels 2017: 0.121 | 0.35763
MA | CSP
MA | Dist PV | 0.159 | 0.159 | 0.159 | 0.159 | 0.159 | 0.159 | 0.159 | 0.159 | 0.159 | 0.159 | 0.159 | 0.159 | 0.159 | 0.159 | 0.159 | 0.159 | 0.159 | 0.159 | 0.159 | 0.159 | 0.159 | 0.159 | 0.159 | 0.159 | 0.159 | 0.159 | 0.159 | 0.159 | 0.159 | 0.159 | 0.159 | 0.159 | 0.159 | 0.159 | 0.159 | 0.159 | 0.159 | 0.159 | 0.159 | 0.159 | 0.159 | 0.159
MA | Gas CCGT | 0.651 | 0.663 | 0.675 | 0.586 | 0.497 | 0.478 | 0.458 | 0.349 | 0.252 | 0.25 | 0.249 | 0.247 | 0.246 | 0.251 | 0.256 | 0.231 | 0.207 | 0.194 | 0.181 | 0.178 | 0.174 | 0.137 | 0.1 | 0.09 | 0.08 | 0.07 | 0.063 | 0.056 | 0.049 | 0.041 | 0.034 | 0.037 | 0.04 | 0.043 | 0.046 | 0.049 | 0.046 | 0.044 | 0.041 | 0.038 | 0.035 | 0.20517
MA | Gas CT | 0.004 | 0.004 | 0.004 | 0.004 | 0.004 | 0.004 | 0.004 | 0.004 | 0.004 | 0.004 | 0.004 | 0.004 | 0.004 | 0.004 | 0.004 | 0.004 | 0.003 | 0.002 | 0 | 0 | 0 | 0 | 0 | 0 | 0 | 0 | 0 | 0 | 0 | 0 | 0 | 0 | 0 | 0 | 0 | 0 | 0 | 0 | 0 | 0 | 0 | 0.0016829
MA | Geothermal
MA | Hydro | 0.05 | 0.049 | 0.048 | 0.049 | 0.05 | 0.053 | 0.056 | 0.057 | 0.057 | 0.057 | 0.057 | 0.057 | 0.057 | 0.057 | 0.057 | 0.057 | 0.057 | 0.055 | 0.053 | 0.049 | 0.045 | 0.04 | 0.034 | 0.023 | 0.012 | 0.001 | -0.001 | -0.002 | -0.004 | -0.006 | -0.007 | -0.007 | -0.007 | -0.007 | -0.007 | -0.007 | -0.001 | 0.006 | 0.012 | 0.018 | 0.025 | 0.030293
MA | Nuclear | Column Labels 2010: 0.902; Column Labels 2011: 0.902; Column Labels 2012: 0.902; Column Labels 2013: 0.902; Column Labels 2014: 0.902; Column Labels 2015: 0.902; Column Labels 2016: 0.902; Column Labels 2017: 0.902; Column Labels 2018: 0.902; Column Labels 2019: 0.902 | 0.902
MA | Other | 0.013 | 0.006 | 0 | 0 | 0 | 0 | 0 | 0 | 0 | 0 | 0 | 0 | 0 | 0 | 0 | 0 | 0 | 0 | 0 | 0 | 0 | 0 | 0 | 0 | 0 | 0 | 0 | 0 | 0 | 0 | 0 | 0 | 0 | 0 | 0 | 0 | 0 | 0 | 0 | 0 | 0 | 0.00046341
MA | Utility PV | 0.215 | 0.213 | 0.212 | 0.214 | 0.214 | 0.214 | 0.213 | 0.213 | 0.212 | 0.211 | 0.21 | 0.209 | 0.208 | 0.207 | 0.206 | 0.205 | 0.204 | 0.203 | 0.202 | 0.201 | 0.2 | 0.199 | 0.198 | 0.21 | 0.212 | 0.213 | 0.212 | 0.211 | 0.21 | 0.208 | 0.207 | 0.207 | 0.206 | 0.205 | 0.204 | 0.203 | 0.203 | 0.202 | 0.201 | 0.201 | 0.2 | 0.20727
MA | Wind offshore | [11 empty] | 0.461 | 0.461 | 0.461 | 0.461 | 0.462 | 0.463 | 0.464 | 0.465 | 0.465 | 0.466 | 0.466 | 0.466 | 0.466 | 0.466 | 0.466 | 0.464 | 0.463 | 0.461 | 0.46 | 0.459 | 0.46 | 0.462 | 0.463 | 0.464 | 0.466 | 0.467 | 0.468 | 0.468 | 0.469 | 0.469 | 0.46407
MA | Wind onshore | 0.363 | 0.395 | 0.399 | 0.399 | 0.399 | 0.398 | 0.398 | 0.398 | 0.398 | 0.407 | 0.414 | 0.456 | 0.462 | 0.462 | 0.462 | 0.459 | 0.458 | 0.459 | 0.459 | 0.459 | 0.459 | 0.456 | 0.454 | 0.444 | 0.436 | 0.428 | 0.431 | 0.434 | 0.436 | 0.439 | 0.442 | 0.44 | 0.437 | 0.435 | 0.432 | 0.43 | 0.433 | 0.436 | 0.439 | 0.442 | 0.445 | 0.43249
MD | MD | 0.33277 | 0.30207 | 0.28527 | 0.27033 | 0.25553 | 0.23706 | 0.23463 | 0.2765 | 0.28044 | 0.28781 | 0.29506 | 0.30461 | 0.30156 | 0.3045 | 0.32171 | 0.31282 | 0.30594 | 0.27289 | 0.26122 | 0.25394 | 0.248 | 0.24578 | 0.24367 | 0.243 | 0.24183 | 0.25235 | 0.25206 | 0.25182 | 0.25171 | 0.25171 | 0.21081 | 0.21088 | 0.21088 | 0.21063 | 0.21013 | 0.20838 | 0.21031 | 0.21181 | 0.21319 | 0.21425 | 0.215 | 0.25627
MD | Battery | [5 empty] | -0.001 | -0.001 | 0 | 0 | 0 | 0 | 0 | 0 | 0 | 0 | -0.007 | -0.013 | -0.053 | -0.062 | -0.064 | -0.067 | -0.068 | -0.068 | -0.0625 | -0.059 | -0.056 | -0.059 | -0.061 | -0.0625 | -0.0635 | -0.065 | -0.0645 | -0.0645 | -0.0645 | -0.0645 | -0.0645 | -0.0575 | -0.053 | -0.0495 | -0.0465 | -0.044 | -0.048483
MD | Biopower | 0.521 | 0.52 | 0.5185 | 0.5205 | 0.522 | 0.52 | 0.5185 | 0.518 | 0.518 | 0.515 | 0.5125 | 0.515 | 0.5175 | 0.518 | 0.5185 | 0.5185 | 0.5185 | 0.5185 | 0.5185 | 0.5185 | 0.5185 | 0.5185 | 0.5185 | 0.5165 | 0.513 | 0.5085 | 0.509 | 0.51 | 0.5105 | 0.5115 | 0.512 | 0.5095 | 0.506 | 0.5005 | 0.4915 | 0.473 | 0.4625 | 0.452 | 0.4415 | 0.431 | 0.4205 | 0.50488
MD | Coal | 0.5285 | 0.354 | 0.146 | 0.1 | 0.0545 | 0.0385 | 0.021 | 0.0255 | 0.0305 | 0.0815 | 0.133 | 0.102 | 0.071 | 0.083 | 0.124 | 0.158 | 0.202 | 0.173 | 0.144 | 0.101 | 0.051 | 0.046 | 0.04 | 0.04 | 0.04 | [16 empty] | 0.11941
MD | CSP
MD | Dist PV | 0.167 | 0.165 | 0.165 | 0.165 | 0.165 | 0.165 | 0.165 | 0.165 | 0.165 | 0.165 | 0.165 | 0.165 | 0.165 | 0.165 | 0.165 | 0.165 | 0.165 | 0.165 | 0.165 | 0.165 | 0.165 | 0.165 | 0.1645 | 0.165 | 0.165 | 0.165 | 0.165 | 0.165 | 0.165 | 0.165 | 0.165 | 0.165 | 0.165 | 0.165 | 0.165 | 0.165 | 0.165 | 0.165 | 0.165 | 0.165 | 0.165 | 0.16501
MD | Gas CCGT | 0.06 | 0.194 | 0.328 | 0.23 | 0.131 | 0.111 | 0.091 | 0.753 | 0.807 | 0.821 | 0.834 | 0.834 | 0.833 | 0.831 | 0.83 | 0.681 | 0.532 | 0.382 | 0.232 | 0.184 | 0.136 | 0.106 | 0.077 | 0.068 | 0.059 | 0.05 | 0.051 | 0.052 | 0.053 | 0.054 | 0.055 | 0.071 | 0.087 | 0.103 | 0.12 | 0.136 | 0.149 | 0.163 | 0.176 | 0.19 | 0.203 | 0.28922
MD | Gas CT | 0.004 | 0.004 | 0.004 | 0.004 | 0.004 | 0.004 | 0.004 | 0.004 | 0.004 | 0.004 | 0.003 | 0.002 | 0.001 | 0.001 | 0 | 0 | 0 | 0 | 0 | 0 | 0 | 0 | 0 | 0 | 0 | 0 | 0 | 0 | 0 | 0 | 0 | 0 | 0 | 0 | 0 | 0 | 0 | 0 | 0 | 0 | 0 | 0.0011463
MD | Geothermal
MD | Hydro | 0.227 | 0.2435 | 0.26 | 0.242 | 0.2245 | 0.234 | 0.2435 | 0.2435 | 0.2435 | 0.2435 | 0.2435 | 0.2435 | 0.2435 | 0.2435 | 0.2435 | 0.2435 | 0.2435 | 0.2435 | 0.2435 | 0.2435 | 0.2435 | 0.2435 | 0.2435 | 0.2435 | 0.2435 | 0.2435 | 0.2435 | 0.2435 | 0.2435 | 0.2435 | 0.2435 | 0.2435 | 0.2435 | 0.2435 | 0.2435 | 0.2435 | 0.2435 | 0.2435 | 0.2435 | 0.2435 | 0.2435 | 0.24277
MD | Nuclear | 0.902 | 0.902 | 0.902 | 0.902 | 0.902 | 0.902 | 0.902 | 0.902 | 0.902 | 0.902 | 0.902 | 0.902 | 0.902 | 0.902 | 0.902 | 0.902 | 0.902 | 0.902 | 0.902 | 0.902 | 0.902 | 0.902 | 0.902 | 0.902 | 0.902 | 0.902 | 0.902 | 0.902 | 0.902 | 0.902 | [11 empty] | 0.902
MD | Other | 0 | 0 | 0 | 0 | 0 | 0 | 0 | 0 | 0 | 0 | 0 | 0 | 0 | 0 | 0 | 0 | 0 | 0 | 0 | 0 | 0 | 0 | 0 | 0 | 0 | 0 | 0 | 0 | 0 | 0 | 0 | 0 | 0 | 0 | 0 | 0 | 0 | 0 | 0 | 0 | 0 | 0
MD | Utility PV | 0.235 | 0.231 | 0.231 | 0.23 | 0.23 | 0.2295 | 0.2295 | 0.229 | 0.2285 | 0.229 | 0.229 | 0.228 | 0.227 | 0.226 | 0.225 | 0.224 | 0.2225 | 0.223 | 0.2225 | 0.2215 | 0.22 | 0.219 | 0.2175 | 0.217 | 0.216 | 0.215 | 0.214 | 0.213 | 0.212 | 0.211 | 0.21 | 0.209 | 0.208 | 0.207 | 0.206 | 0.2055 | 0.2055 | 0.2055 | 0.2055 | 0.2055 | 0.204 | 0.21875
MD | Wind offshore | [11 empty] | 0.436 | 0.436 | 0.434 | 0.433 | 0.432 | 0.432 | 0.416 | 0.405 | 0.408 | 0.411 | 0.419 | 0.427 | 0.423 | 0.418 | 0.414 | 0.415 | 0.416 | 0.418 | 0.419 | 0.42 | 0.408 | 0.397 | 0.386 | 0.377 | 0.368 | 0.386 | 0.401 | 0.415 | 0.426 | 0.436 | 0.4144
MD | Wind onshore | 0.405 | 0.404 | 0.404 | 0.404 | 0.404 | 0.403 | 0.403 | 0.403 | 0.403 | 0.41 | 0.416 | 0.401 | 0.404 | 0.421 | 0.438 | 0.425 | 0.4235 | 0.4225 | 0.422 | 0.4035 | 0.402 | 0.3975 | 0.394 | 0.391 | 0.3885 | 0.386 | 0.386 | 0.385 | 0.3845 | 0.3845 | 0.3835 | 0.385 | 0.387 | 0.389 | 0.391 | 0.3925 | 0.396 | 0.3995 | 0.404 | 0.4075 | 0.4115 | 0.401
ME | ME | 0.26925 | 0.26288 | 0.25512 | 0.27687 | 0.29862 | 0.24033 | 0.214 | 0.2095 | 0.2044 | 0.2047 | 0.204 | 0.199 | 0.21511 | 0.22322 | 0.23133 | 0.223 | 0.21444 | 0.20567 | 0.19656 | 0.19556 | 0.19444 | 0.19344 | 0.22312 | 0.20167 | 0.21133 | 0.22078 | 0.22233 | 0.22511 | 0.22944 | 0.23622 | 0.24944 | 0.249 | 0.24833 | 0.24678 | 0.24322 | 0.23067 | 0.2404 | 0.2371 | 0.2339 | 0.231 | 0.2282 | 0.22698
ME | Battery | [5 empty] | -0.002 | -0.002 | -0.001 | -0.001 | 0 | 0 | -0.001 | -0.001 | -0.004 | -0.007 | -0.006 | -0.006 | -0.03 | -0.055 | -0.06 | -0.065 | -0.065 |  | -0.057 | -0.057 | -0.057 | -0.065 | -0.068 | -0.07 | -0.071 | -0.072 | -0.073 | -0.074 | -0.074 | -0.075 | -0.075 | -0.074 | -0.072 | -0.071 | -0.069 | -0.067 | -0.0442
ME | Biopower | 0.208 | 0.146 | 0.08 | 0.254 | 0.437 | 0.235 | 0.028 | 0.029 | 0.03 | 0.03 | 0.03 | 0.03 | 0.03 | 0.03 | 0.03 | 0.03 | 0.03 | 0.03 | 0.03 | 0.03 | 0.03 | 0.037 | 0.044 | 0.15 | 0.257 | 0.363 | 0.379 | 0.401 | 0.434 | 0.489 | 0.6 | 0.593 | 0.583 | 0.565 | 0.529 | 0.411 | 0.376 | 0.341 | 0.307 | 0.272 | 0.237 | 0.22378
ME | Coal | Column Labels 2010: 0; Column Labels 2011: 0; Column Labels 2012: 0; Column Labels 2013: 0; Column Labels 2014: 0; Column Labels 2015: 0; Column Labels 2016: 0; Column Labels 2017: 0; Column Labels 2018: 0; Column Labels 2019: 0; Column Labels 2020: 0; Column Labels 2021: 0 | 0
ME | CSP
ME | Dist PV | 0.156 | 0.156 | 0.156 | 0.156 | 0.156 | 0.156 | 0.156 | 0.156 | 0.156 | 0.156 | 0.156 | 0.156 | 0.156 | 0.156 | 0.156 | 0.156 | 0.156 | 0.156 | 0.156 | 0.156 | 0.156 | 0.156 | 0.156 | 0.156 | 0.156 | 0.156 | 0.156 | 0.156 | 0.156 | 0.156 | 0.156 | 0.156 | 0.156 | 0.156 | 0.156 | 0.156 | 0.156 | 0.156 | 0.156 | 0.156 | 0.156 | 0.156
ME | Gas CCGT | 0.623 | 0.646 | 0.668 | 0.627 | 0.586 | 0.537 | 0.488 | 0.398 | 0.309 | 0.337 | 0.366 | 0.333 | 0.299 | 0.375 | 0.451 | 0.373 | 0.295 | 0.232 | 0.169 | 0.153 | 0.137 | 0.115 | 0.093 | 0.075 | 0.056 | 0.037 | 0.034 | 0.03 | 0.027 | 0.023 | 0.019 | 0.021 | 0.023 | 0.025 | 0.027 | 0.029 | 0.023 | 0.017 | 0.011 | 0.006 | 0 | 0.22178
ME | Gas CT | 0.004 | 0.004 | 0.004 | 0.004 | 0.004 | 0.004 | 0.004 | 0.004 | 0.004 | 0.002 | 0 | 0 | 0 | 0 | 0 | 0 | 0 | 0 | 0 | 0 | 0 | 0 | 0 | 0 | 0 | 0 | 0 | 0 | 0 | 0 | 0 | 0 | 0 | 0 | 0 | 0 | 0 | 0 | 0 | 0 | 0 | 0.00092683
ME | Geothermal
ME | Hydro | 0.698 | 0.684 | 0.67 | 0.651 | 0.631 | 0.657 | 0.683 | 0.684 | 0.686 | 0.685 | 0.685 | 0.685 | 0.685 | 0.685 | 0.685 | 0.685 | 0.685 | 0.685 | 0.685 | 0.685 | 0.685 | 0.685 | 0.685 | 0.685 | 0.685 | 0.685 | 0.685 | 0.685 | 0.685 | 0.685 | 0.685 | 0.685 | 0.685 | 0.685 | 0.685 | 0.685 | 0.685 | 0.685 | 0.685 | 0.685 | 0.685 | 0.68205
ME | Nuclear
ME | Other | 0.128 | 0.116 | 0.103 | 0.163 | 0.214 | 0.203 | 0.19 | 0.229 | 0.264 | 0.228 | 0.184 | 0.164 | 0.141 | 0.142 | 0.143 | 0.146 | 0.148 | 0.152 | 0.156 | 0.169 | 0.182 | 0.182 | 0.183 | 0.184 | 0.185 | 0.185 | 0.194 | 0.204 | 0.215 | 0.226 | 0.239 | 0.239 | 0.239 | 0.239 | 0.239 | 0.239 | 0.239 | 0.239 | 0.239 | 0.239 | 0.239 | 0.19395
ME | Utility PV | [7 empty] | 0.217 | 0.217 | 0.216 | 0.215 | 0.214 | 0.213 | 0.212 | 0.211 | 0.21 | 0.209 | 0.208 | 0.207 | 0.206 | 0.205 | 0.217 | 0.217 | 0.216 | 0.215 | 0.214 | 0.213 | 0.212 | 0.211 | 0.21 | 0.209 | 0.208 | 0.207 | 0.206 | 0.205 | 0.204 | 0.203 | 0.202 | 0.201 | 0.2 | 0.199 | 0.20968
ME | Wind offshore | Column Labels 2046: 0.363; Column Labels 2047: 0.363; Column Labels 2048: 0.363; Column Labels 2049: 0.363; Column Labels 2050: 0.363 | 0.363
ME | Wind onshore | 0.337 | 0.351 | 0.36 | 0.36 | 0.361 | 0.373 | 0.379 | 0.379 | 0.379 | 0.393 | 0.404 | 0.409 | 0.413 | 0.413 | 0.413 | 0.413 | 0.413 | 0.418 | 0.421 | 0.421 | 0.42 | 0.414 | 0.407 | 0.406 | 0.405 | 0.404 | 0.405 | 0.406 | 0.407 | 0.408 | 0.409 | 0.412 | 0.416 | 0.419 | 0.423 | 0.427 | 0.433 | 0.44 | 0.448 | 0.458 | 0.47 | 0.40602
MI | MI | 0.32694 | 0.36006 | 0.38633 | 0.33981 | 0.34315 | 0.35868 | 0.38323 | 0.35296 | 0.35058 | 0.35916 | 0.37264 | 0.364 | 0.35508 | 0.355 | 0.35504 | 0.32858 | 0.31292 | 0.30535 | 0.29992 | 0.28148 | 0.28458 | 0.27888 | 0.285 | 0.28476 | 0.28448 | 0.27946 | 0.27792 | 0.27646 | 0.27504 | 0.27363 | 0.27237 | 0.27317 | 0.27446 | 0.27604 | 0.27829 | 0.28154 | 0.28792 | 0.28796 | 0.288 | 0.28816 | 0.26296 | 0.30985
MI | Battery | [7 empty] | 0 | 0 | 0 | 0 | 0 | 0 | 0 | 0 | -0.0365 | -0.0365 | -0.068 | -0.0695 | -0.058667 | -0.058667 | -0.068 | -0.069 | -0.068333 | -0.068 | -0.068 | -0.069667 | -0.071667 | -0.072667 | -0.073667 | -0.074333 | -0.074 | -0.073667 | -0.073 | -0.073 | -0.072333 | -0.069 | -0.066667 | -0.064667 | -0.062333 | -0.060667 | -0.060378
MI | Biopower | 0.3585 | 0.3665 | 0.3735 | 0.3745 | 0.375 | 0.375 | 0.375 | 0.375 | 0.3745 | 0.373 | 0.3715 | 0.3715 | 0.3715 | 0.3715 | 0.3715 | 0.3715 | 0.3715 | 0.3715 | 0.3715 | 0.3715 | 0.3715 | 0.3715 | 0.3715 | 0.383 | 0.3945 | 0.406 | 0.406 | 0.406 | 0.4065 | 0.4065 | 0.407 | 0.4165 | 0.4285 | 0.4455 | 0.4695 | 0.507 | 0.4965 | 0.4845 | 0.4715 | 0.4575 | 0.4425 | 0.39963
MI | Coal | 0.413 | 0.355 | 0.2975 | 0.3655 | 0.44 | 0.4245 | 0.407 | 0.4195 | 0.432 | 0.429 | 0.5525 | 0.5085 | 0.474 | 0.4945 | 0.515 | 0.5015 | 0.4165 | 0.4015 | 0.3835 | 0.341 | 0.2855 | 0.244 | 0.403 | 0.403 | 0.403 | [16 empty] | 0.413
MI | CSP
MI | Dist PV |  |  |  | 0.15167 | 0.15167 | 0.15167 | 0.15167 | 0.15167 | 0.15167 | 0.15167 | 0.15167 | 0.15167 | 0.15167 | 0.15167 | 0.15167 | 0.15167 | 0.15167 | 0.15167 | 0.15167 | 0.15167 | 0.15167 | 0.15167 | 0.15167 | 0.15167 | 0.15167 | 0.15167 | 0.15167 | 0.15167 | 0.15167 | 0.15167 | 0.15167 | 0.15167 | 0.15167 | 0.15167 | 0.15167 | 0.15167 | 0.15167 | 0.15167 | 0.15167 | 0.15167 | 0.15167 | 0.15167
MI | Gas CCGT | 0.0405 | 0.3005 | 0.5605 | 0.3315 | 0.104 | 0.369 | 0.6335 | 0.6175 | 0.603 | 0.6395 | 0.674 | 0.653 | 0.632 | 0.6065 | 0.5815 | 0.507 | 0.432 | 0.3725 | 0.3125 | 0.2795 | 0.246 | 0.228 | 0.21 | 0.2025 | 0.1945 | 0.1875 | 0.1795 | 0.172 | 0.164 | 0.1565 | 0.1485 | 0.1475 | 0.147 | 0.1465 | 0.146 | 0.1445 | 0.146 | 0.1475 | 0.151 | 0.156 | 0.164 | 0.31305
MI | Gas CT | 0.0023333 | 0.014 | 0.026333 | 0.016 | 0.002 | 0.019 | 0.026 | 0.048 | 0.047667 | 0.047 | 0.046667 | 0.034667 | 0.022333 | 0.025 | 0.028 | 0.021333 | 0.014333 | 0.011667 | 0.0086667 | 0.008 | 0.0076667 | 0.0056667 | 0.0036667 | 0.003 | 0.002 | 0.0013333 | 0.0013333 | 0.0013333 | 0.0013333 | 0.0013333 | 0.0016667 | 0.0016667 | 0.002 | 0.002 | 0.0023333 | 0.0026667 | 0.002 | 0.0016667 | 0.0013333 | 0.00066667 | 0 | 0.0125
MI | Geothermal
MI | Hydro | 0.55433 | 0.54433 | 0.53367 | 0.55933 | 0.58433 | 0.571 | 0.55733 | 0.55633 | 0.55567 | 0.55667 | 0.558 | 0.55767 | 0.557 | 0.55767 | 0.55867 | 0.556 | 0.55333 | 0.54833 | 0.543 | 0.53933 | 0.53533 | 0.53633 | 0.537 | 0.54 | 0.543 | 0.546 | 0.544 | 0.54233 | 0.54033 | 0.53833 | 0.53633 | 0.53667 | 0.53733 | 0.53767 | 0.538 | 0.53867 | 0.53667 | 0.53467 | 0.53267 | 0.53033 | 0.52867 | 0.54615
MI | Nuclear | 0.902 | 0.902 | 0.902 | 0.902 | 0.902 | 0.902 | 0.902 | 0.902 | 0.902 | 0.902 | 0.902 | 0.902 | 0.902 | 0.902 | 0.902 | 0.902 | 0.902 | 0.902 | 0.902 | 0.902 | 0.902 | 0.902 | 0.902 | 0.902 | 0.902 | 0.902 | 0.902 | 0.902 | 0.902 | 0.902 | 0.902 | 0.902 | 0.902 | 0.902 | 0.902 | 0.902 | 0.8965 | 0.891 | 0.885 | 0.8795 | 0.846 | 0.89993
MI | Other | 0.0795 | 0.0995 | 0.1185 | 0.118 | 0.118 | 0.152 | 0.1885 | 0.1675 | 0.143 | 0.1475 | 0.152 | 0.118 | 0.078 | 0.078 | 0.078 | 0.053 | 0.026 | 0.0535 | 0.077 | 0.0765 | 0.151 | 0.152 | 0.152 | 0.158 | 0.164 | 0.17 | 0.163 | 0.157 | 0.151 | 0.144 | 0.138 | 0.139 | 0.141 | 0.142 | 0.144 | 0.145 | 0.155 | 0.166 | 0.177 | 0.19 | 0.204 | 0.12372
MI | Utility PV | [5 empty] | 0.2335 | 0.2335 | 0.233 | 0.2325 | 0.231 | 0.2295 | 0.2305 | 0.23 | 0.2285 | 0.2275 | 0.2265 | 0.2255 | 0.2245 | 0.2235 | 0.2295 | 0.2285 | 0.2275 | 0.2265 | 0.2255 | 0.2245 | 0.223 | 0.223 | 0.2225 | 0.222 | 0.2215 | 0.221 | 0.2195 | 0.2185 | 0.218 | 0.217 | 0.216 | 0.215 | 0.214 | 0.2135 | 0.2125 | 0.2115 | 0.22389
MI | Wind offshore | Column Labels 2046: 0.436; Column Labels 2047: 0.436; Column Labels 2048: 0.436; Column Labels 2049: 0.436; Column Labels 2050: 0.436 | 0.436
MI | Wind onshore | 0.301 | 0.3795 | 0.385 | 0.386 | 0.3865 | 0.3865 | 0.3865 | 0.387 | 0.3875 | 0.423 | 0.428 | 0.43367 | 0.43633 | 0.43667 | 0.43667 | 0.43533 | 0.43467 | 0.42967 | 0.429 | 0.42633 | 0.42433 | 0.42533 | 0.42667 | 0.41767 | 0.40933 | 0.40233 | 0.40133 | 0.40067 | 0.39967 | 0.399 | 0.39867 | 0.39933 | 0.40067 | 0.40133 | 0.403 | 0.40367 | 0.41167 | 0.41967 | 0.42733 | 0.43533 | 0.44333 | 0.413
MN | MN | 0.55924 | 0.52652 | 0.49314 | 0.37485 | 0.33333 | 0.38441 | 0.44193 | 0.43252 | 0.42328 | 0.43338 | 0.44028 | 0.43734 | 0.43434 | 0.40216 | 0.41257 | 0.38347 | 0.37491 | 0.371 | 0.36844 | 0.36472 | 0.3595 | 0.35828 | 0.35344 | 0.35478 | 0.35528 | 0.361 | 0.36048 | 0.35977 | 0.35894 | 0.35787 | 0.35671 | 0.35632 | 0.35587 | 0.35555 | 0.35513 | 0.35481 | 0.35587 | 0.35645 | 0.35697 | 0.35726 | 0.35765 | 0.38364
MN | Battery |  |  |  | -0.037 | -0.037 | -0.034 | -0.031 | -0.028 | -0.025 | -0.028 | -0.031 | -0.028 | -0.025 | -0.037667 | -0.043 | -0.04275 | -0.04075 | -0.05625 | -0.06075 | -0.06425 | -0.06575 | -0.06675 | -0.0675 | -0.0635 | -0.061 | -0.05825 | -0.0615 | -0.0625 | -0.06275 | -0.063 | -0.063 | -0.062 | -0.06075 | -0.06025 | -0.0595 | -0.05925 | -0.05725 | -0.05525 | -0.0535 | -0.05175 | -0.05 | -0.055542
MN | Biopower | 0.141 | 0.144 | 0.146 | 0.145 | 0.143 | 0.142 | 0.141 | 0.141 | 0.141 | 0.146 | 0.15 | 0.157 | 0.164 | 0.164 | 0.164 | 0.164 | 0.164 | 0.164 | 0.164 | 0.17 | 0.178 | 0.178 | 0.178 | 0.175 | 0.173 | 0.17 | 0.158 | 0.144 | 0.129 | 0.113 | 0.096 | 0.092 | 0.088 | 0.084 | 0.081 | 0.077 | 0.068 | 0.059 | 0.05 | 0.04 | 0.029 | 0.13207
MN | Coal | 0.807 | 0.793 | 0.779 | 0.798 | 0.816 | 0.786 | 0.746 | 0.765 | 0.787 | 0.73 | 0.673 | 0.691 | 0.714 | 0.703 | 0.688 | 0.668 | 0.648 | 0.629 | 0.609 | 0.554 | 0.455 | 0.371 | 0.192 | 0.192 | 0.192 | [16 empty] | 0.63144
MN | CSP
MN | Dist PV |  |  |  | 0.15825 | 0.15825 | 0.15825 | 0.15825 | 0.15825 | 0.15825 | 0.15825 | 0.15825 | 0.15825 | 0.15825 | 0.15825 | 0.15825 | 0.15825 | 0.15825 | 0.15825 | 0.15825 | 0.15825 | 0.15825 | 0.15825 | 0.15825 | 0.15825 | 0.15825 | 0.15825 | 0.15825 | 0.15825 | 0.15825 | 0.15825 | 0.15825 | 0.15825 | 0.15825 | 0.15825 | 0.15825 | 0.15825 | 0.15825 | 0.15825 | 0.15825 | 0.15825 | 0.15825 | 0.15825
MN | Gas CCGT | 0.048 | 0.098 | 0.1485 | 0.118 | 0.086 | 0.3455 | 0.605 | 0.4745 | 0.345 | 0.505 | 0.6195 | 0.5565 | 0.4935 | 0.473 | 0.4525 | 0.323 | 0.1935 | 0.1775 | 0.161 | 0.1305 | 0.101 | 0.1035 | 0.107 | 0.111 | 0.1155 | 0.1205 | 0.1085 | 0.0975 | 0.086 | 0.0745 | 0.0635 | 0.062 | 0.0605 | 0.0595 | 0.0575 | 0.0565 | 0.0605 | 0.0635 | 0.0675 | 0.071 | 0.075 | 0.19698
MN | Gas CT | 0.00825 | 0.008 | 0.0075 | 0.006 | 0.004 | 0.01525 | 0.02625 | 0.01575 | 0.00525 | 0.00775 | 0.011 | 0.01175 | 0.01225 | 0.012 | 0.0086667 | 0.0056667 | 0.0026667 | 0.0023333 | 0.0023333 | 0.0013333 | 0.00033333 | 0.0013333 | 0.002 | 0.0016667 | 0.001 | 0.00033333 | 0.00033333 | 0.00033333 | 0.00066667 | 0.00066667 | 0.00066667 | 0.00066667 | 0.00033333 | 0.00033333 | 0 | 0 | 0 | 0 | 0 | 0 | 0 | 0.005146
MN | Geothermal
MN | Hydro | 1.93 | 1.7205 | 1.512 | 1.244 | 0.976 | 1.254 | 1.5322 | 1.5322 | 1.5325 | 1.5325 | 1.5325 | 1.5328 | 1.533 | 1.5333 | 1.5333 | 1.5335 | 1.5335 | 1.5335 | 1.5335 | 1.5335 | 1.5335 | 1.5337 | 1.5337 | 1.5337 | 1.5337 | 1.5337 | 1.5337 | 1.5337 | 1.5337 | 1.5337 | 1.5337 | 1.5337 | 1.5337 | 1.5337 | 1.5337 | 1.5337 | 1.5337 | 1.5337 | 1.5337 | 1.5337 | 1.5337 | 1.5197
MN | Nuclear | 0.902 | 0.902 | 0.902 | 0.902 | 0.902 | 0.902 | 0.902 | 0.902 | 0.902 | 0.902 | 0.902 | 0.902 | 0.902 | 0.902 | 0.902 | 0.902 | 0.902 | 0.902 | 0.902 | 0.902 | 0.902 | 0.902 | 0.902 | 0.902 | 0.902 | 0.902 | 0.902 | 0.902 | 0.902 | 0.902 | 0.902 | 0.858 | 0.813 | 0.769 | 0.724 | 0.68 | 0.68 | 0.68 | 0.68 | 0.68 | 0.68 | 0.85868
MN | Other | 0.19275 | 0.1955 | 0.1985 | 0.199 | 0.1995 | 0.20525 | 0.21025 | 0.2125 | 0.21425 | 0.21475 | 0.215 | 0.215 | 0.21525 | 0.21525 | 0.21525 | 0.215 | 0.21475 | 0.21525 | 0.21575 | 0.216 | 0.21625 | 0.21625 | 0.21625 | 0.21625 | 0.21625 | 0.21625 | 0.21625 | 0.21625 | 0.21625 | 0.21625 | 0.21625 | 0.21625 | 0.21625 | 0.21625 | 0.21625 | 0.21625 | 0.21625 | 0.21625 | 0.21625 | 0.21625 | 0.21625 | 0.21307
MN | Utility PV |  |  |  | 0.233 | 0.233 | 0.231 | 0.23067 | 0.22867 | 0.22767 | 0.22667 | 0.22567 | 0.22467 | 0.22367 | 0.22267 | 0.22133 | 0.2185 | 0.2175 | 0.2165 | 0.21525 | 0.21425 | 0.21325 | 0.21225 | 0.21125 | 0.21775 | 0.219 | 0.21975 | 0.2185 | 0.21725 | 0.21625 | 0.21525 | 0.214 | 0.213 | 0.212 | 0.211 | 0.21 | 0.20875 | 0.21475 | 0.21725 | 0.219 | 0.21975 | 0.221 | 0.21813
MN | Wind offshore
MN | Wind onshore | 0.3185 | 0.3315 | 0.34 | 0.35375 | 0.355 | 0.35925 | 0.362 | 0.36325 | 0.364 | 0.36875 | 0.37275 | 0.37575 | 0.377 | 0.3805 | 0.3825 | 0.386 | 0.38875 | 0.3865 | 0.3845 | 0.38725 | 0.386 | 0.397 | 0.4025 | 0.40175 | 0.40075 | 0.3995 | 0.409 | 0.41475 | 0.41875 | 0.4215 | 0.4235 | 0.43325 | 0.44275 | 0.45325 | 0.4635 | 0.4745 | 0.475 | 0.47575 | 0.4765 | 0.477 | 0.47775 | 0.40151
MO | MO | 0.239 | 0.22628 | 0.21786 | 0.22428 | 0.22766 | 0.2449 | 0.26448 | 0.252 | 0.25091 | 0.25775 | 0.25107 | 0.26351 | 0.25911 | 0.25536 | 0.25113 | 0.23238 | 0.22292 | 0.21288 | 0.20906 | 0.20427 | 0.19957 | 0.19547 | 0.1859 | 0.17981 | 0.17883 | 0.16371 | 0.16306 | 0.16245 | 0.16206 | 0.16167 | 0.16465 | 0.16498 | 0.16504 | 0.16502 | 0.16496 | 0.14923 | 0.14843 | 0.14789 | 0.14743 | 0.14691 | 0.14943 | 0.19911
MO | Battery |  | -0.044 | -0.044 | -0.04 | -0.035 | -0.044 | -0.052 | -0.0355 | -0.041 | -0.0405 | -0.0395 | -0.038 | -0.0365 | -0.0375 | -0.0385 | -0.04525 | -0.04625 | -0.0568 | -0.0628 | -0.0646 | -0.0648 | -0.0642 | -0.0636 | -0.064667 | -0.063667 | -0.062333 | -0.066333 | -0.069 | -0.0705 | -0.071833 | -0.073 | -0.070833 | -0.068667 | -0.066667 | -0.0645 | -0.062 | -0.063667 | -0.062833 | -0.0615 | -0.060667 | -0.059667 | -0.060815
MO | Biopower | 0.522 | 0.522 | 0.522 | 0.522 | 0.522 | 0.522 | 0.522 | 0.522 | 0.522 | 0.522 | 0.522 | 0.522 | 0.522 | 0.522 | 0.522 | 0.522 | 0.522 | 0.522 | 0.522 | 0.522 | 0.522 | 0.522 | 0.522 | 0.50925 | 0.49625 | 0.4835 | 0.49125 | 0.499 | 0.50675 | 0.5145 | 0.522 | 0.5145 | 0.50675 | 0.499 | 0.49125 | 0.4835 | 0.4675 | 0.451 | 0.43475 | 0.4185 | 0.402 | 0.50438
MO | Coal | 0.7678 | 0.6786 | 0.5932 | 0.624 | 0.8235 | 0.772 | 0.715 | 0.748 | 0.83325 | 0.8275 | 0.81133 | 0.814 | 0.81667 | 0.80767 | 0.79333 | 0.792 | 0.79033 | 0.762 | 0.73333 | 0.68267 | 0.63133 | 0.567 | 0.409 | 0.409 | 0.409 | [16 empty] | 0.70653
MO | CSP
MO | Dist PV | 0.1685 | 0.16933 | 0.16933 | 0.16933 | 0.16933 | 0.16933 | 0.16933 | 0.16933 | 0.16933 | 0.16933 | 0.16933 | 0.16933 | 0.16933 | 0.16933 | 0.16933 | 0.16933 | 0.16933 | 0.16933 | 0.16933 | 0.16933 | 0.16933 | 0.16933 | 0.16933 | 0.16817 | 0.16717 | 0.16633 | 0.16633 | 0.16633 | 0.16633 | 0.16633 | 0.16633 | 0.16717 | 0.16783 | 0.16833 | 0.16883 | 0.16933 | 0.16933 | 0.16933 | 0.16933 | 0.16933 | 0.16933 | 0.16867
MO | Gas CCGT | 0.016 | 0.09425 | 0.17275 | 0.11125 | 0.0495 | 0.27675 | 0.5035 | 0.416 | 0.3285 | 0.407 | 0.4855 | 0.43675 | 0.388 | 0.35225 | 0.31625 | 0.20725 | 0.098 | 0.09125 | 0.08475 | 0.06675 | 0.049 | 0.05425 | 0.0595 | 0.0615 | 0.0635 | 0.0655 | 0.05775 | 0.0495 | 0.042 | 0.03375 | 0.02575 | 0.026 | 0.02625 | 0.02625 | 0.02625 | 0.0265 | 0.02675 | 0.02725 | 0.02775 | 0.02825 | 0.0285 | 0.13985
MO | Gas CT | 0.0026 | 0.0032 | 0.0038 | 0.0056 | 0.0062 | 0.0175 | 0.020667 | 0.015667 | 0.012 | 0.0135 | 0.0155 | 0.011833 | 0.0085 | 0.0093333 | 0.010333 | 0.0081667 | 0.006 | 0.0046667 | 0.0036667 | 0.002 | 0.00066667 | 0.0005 | 0.00016667 | 0.00016667 | 0.00016667 | 0.00033333 | 0.00033333 | 0.00033333 | 0.00033333 | 0.00033333 | 0.00033333 | 0.00033333 | 0.00016667 | 0.00016667 | 0 | 0 | 0 | 0 | 0 | 0 | 0 | 0.0045187
MO | Geothermal
MO | Hydro | 0.1566 | 0.1182 | 0.0796 | 0.0736 | 0.0674 | 0.0918 | 0.1162 | 0.1162 | 0.1162 | 0.1178 | 0.1196 | 0.1196 | 0.1196 | 0.118 | 0.1162 | 0.1146 | 0.113 | 0.1078 | 0.1026 | 0.0992 | 0.096 | 0.095 | 0.094 | 0.0966 | 0.0994 | 0.1016 | 0.1014 | 0.1008 | 0.1004 | 0.1 | 0.0994 | 0.1 | 0.1002 | 0.1006 | 0.1008 | 0.101 | 0.1034 | 0.1056 | 0.1082 | 0.1104 | 0.1128 | 0.10516
MO | Nuclear | 0.902 | 0.902 | 0.902 | 0.902 | 0.902 | 0.902 | 0.902 | 0.902 | 0.902 | 0.902 | 0.902 | 0.902 | 0.902 | 0.902 | 0.902 | 0.902 | 0.902 | 0.902 | 0.902 | 0.902 | 0.902 | 0.902 | 0.902 | 0.902 | 0.902 | 0.902 | 0.902 | 0.902 | 0.902 | 0.902 | 0.902 | 0.902 | 0.902 | 0.902 | 0.902 | [6 empty] | 0.902
MO | Other | 0 | 0 | 0 | 0 | 0 | 0.001 | 0.002 | 0.001 | 0 | 0 | 0 | 0 | 0 | 0 | 0 | 0 | 0 | 0 | 0 | 0 | 0 | 0 | 0 | 0 | 0 | 0 | 0 | 0 | 0 | 0 | 0 | 0 | 0 | 0 | 0 | 0 | 0 | 0 | 0 | 0 | 0 | 0.00010363
MO | Utility PV |  |  |  | 0.2455 | 0.2455 | 0.2442 | 0.2438 | 0.24467 | 0.24417 | 0.24283 | 0.24183 | 0.24667 | 0.2465 | 0.24683 | 0.24617 | 0.24517 | 0.244 | 0.24283 | 0.2415 | 0.24033 | 0.239 | 0.23783 | 0.23667 | 0.23617 | 0.2355 | 0.23467 | 0.23467 | 0.234 | 0.23333 | 0.23267 | 0.232 | 0.23117 | 0.23033 | 0.2295 | 0.2285 | 0.2275 | 0.2265 | 0.22583 | 0.225 | 0.22433 | 0.22333 | 0.23676
MO | Wind offshore
MO | Wind onshore | 0.329 | 0.329 | 0.329 | 0.329 | 0.329 | 0.339 | 0.346 | 0.349 | 0.351 | 0.351 | 0.351 | 0.4234 | 0.423 | 0.4224 | 0.4218 | 0.416 | 0.41617 | 0.41 | 0.40783 | 0.41167 | 0.41467 | 0.41017 | 0.40617 | 0.40267 | 0.39983 | 0.397 | 0.39583 | 0.395 | 0.39417 | 0.39367 | 0.39317 | 0.398 | 0.4015 | 0.4045 | 0.4075 | 0.41 | 0.41483 | 0.41933 | 0.4235 | 0.428 | 0.43167 | 0.40536
MS | MS | 0.35137 | 0.386 | 0.39556 | 0.36036 | 0.36945 | 0.378 | 0.38883 | 0.37054 | 0.362 | 0.36062 | 0.35662 | 0.34938 | 0.34192 | 0.33677 | 0.33154 | 0.33214 | 0.304 | 0.27043 | 0.26121 | 0.23353 | 0.2286 | 0.22813 | 0.19379 | 0.1976 | 0.195 | 0.19193 | 0.1888 | 0.1868 | 0.185 | 0.18333 | 0.1816 | 0.18293 | 0.18407 | 0.18513 | 0.1862 | 0.13593 | 0.13679 | 0.1375 | 0.13821 | 0.139 | 0.15031 | 0.24957
MS | Battery | Column Labels 2027: -0.043; Column Labels 2028: -0.043; Column Labels 2029: -0.046; Column Labels 2030: -0.046; Column Labels 2031: -0.0515; Column Labels 2032: -0.0515; Column Labels 2033: -0.056; Column Labels 2034: -0.0605; Column Labels 2035: -0.064; Column Labels 2036: -0.067; Column Labels 2037: -0.068; Column Labels 2038: -0.069; Column Labels 2039: -0.069; Column Labels 2040: -0.0695; Column Labels 2041: -0.0665; Column Labels 2042: -0.064; Column Labels 2043: -0.061; Column Labels 2044: -0.0585; Column Labels 2045: -0.056; Column Labels 2046: -0.0545; Column Labels 2047: -0.053; Column Labels 2048: -0.052; Column Labels 2049: -0.0505; Column Labels 2050: -0.05 | -0.057696
MS | Biopower |  | 0.522 | 0.522 | 0.522 | 0.522 | 0.522 | 0.522 | 0.522 | 0.522 | 0.522 | 0.522 | 0.522 | 0.522 | 0.522 | 0.522 | 0.522 | 0.522 | 0.522 | 0.522 | 0.522 | 0.522 | 0.522 | 0.522 | 0.522 | 0.522 | 0.522 | 0.522 | 0.522 | 0.522 | 0.522 | 0.522 | 0.522 | 0.522 | 0.522 | 0.522 | 0.522 | 0.522 | 0.522 | 0.522 | 0.522 | 0.522 | 0.522
MS | Coal | Column Labels 2010: 0.788; Column Labels 2011: 0.533; Column Labels 2012: 0.257; Column Labels 2013: 0.535; Column Labels 2014: 0.814; Column Labels 2015: 0.689; Column Labels 2016: 0.514; Column Labels 2017: 0.592; Column Labels 2018: 0.6705; Column Labels 2019: 0.599; Column Labels 2020: 0.5115; Column Labels 2021: 0.542; Column Labels 2022: 0.5725; Column Labels 2023: 0.624; Column Labels 2024: 0.6755; Column Labels 2025: 0.7155; Column Labels 2026: 0.825; Column Labels 2027: 0.786; Column Labels 2028: 0.746; Column Labels 2029: 0.719; Column Labels 2030: 0.692; Column Labels 2031: 0.692 | 0.62434
MS | CSP
MS | Dist PV |  |  |  | 0.173 | 0.173 | 0.173 | 0.173 | 0.173 | 0.173 | 0.173 | 0.173 | 0.173 | 0.173 | 0.173 | 0.173 | 0.173 | 0.173 | 0.173 | 0.173 | 0.139 | 0.121 | 0.123 | 0.124 | 0.1465 | 0.162 | 0.173 | 0.173 | 0.173 | 0.173 | 0.173 | 0.173 | 0.167 | 0.1615 | 0.1565 | 0.1525 | 0.1485 | 0.1505 | 0.1525 | 0.154 | 0.156 | 0.1575 | 0.16258
MS | Gas CCGT | 0.1635 | 0.488 | 0.806 | 0.557 | 0.328 | 0.569 | 0.8095 | 0.676 | 0.5425 | 0.606 | 0.669 | 0.592 | 0.5135 | 0.431 | 0.348 | 0.3035 | 0.259 | 0.2165 | 0.174 | 0.1845 | 0.195 | 0.187 | 0.1785 | 0.148 | 0.118 | 0.0875 | 0.082 | 0.0765 | 0.0715 | 0.0665 | 0.061 | 0.0645 | 0.068 | 0.0715 | 0.0755 | 0.079 | 0.081 | 0.0825 | 0.085 | 0.087 | 0.0895 | 0.2754
MS | Gas CT | 0.003 | 0.004 | 0.005 | 0.005 | 0.005 | 0.0045 | 0.004 | 0.004 | 0.004 | 0.004 | 0.004 | 0.004 | 0.004 | 0.0025 | 0.0005 | 0.0005 | 0.0005 | 0 | 0 | 0 | 0 | 0 | 0 | 0 | 0 | 0 | 0 | 0 | 0 | 0 | 0 | 0 | 0 | 0 | 0 | 0 | 0 | 0 | 0 | 0 | 0 | 0.0014268
MS | Geothermal
MS | Hydro
MS | Nuclear | 0.902 | 0.902 | 0.902 | 0.902 | 0.902 | 0.902 | 0.902 | 0.902 | 0.902 | 0.902 | 0.902 | 0.902 | 0.902 | 0.902 | 0.902 | 0.902 | 0.902 | 0.902 | 0.902 | 0.902 | 0.902 | 0.902 | 0.902 | 0.902 | 0.902 | 0.902 | 0.902 | 0.902 | 0.902 | 0.902 | 0.902 | 0.902 | 0.902 | 0.902 | 0.902 | [6 empty] | 0.902
MS | Other | 0 | 0 | 0 | 0 | 0 | 0 | 0 | 0 | 0 | 0 | 0 | 0 | 0 | 0 | 0 | 0 | 0 | 0 | 0 | 0 | 0 | 0 | 0 | 0 | 0 | 0 | 0 | 0 | 0 | 0 | 0 | 0 | 0 | 0 | 0 | 0 | 0 | 0 | 0 | 0 |  | 0
MS | Utility PV | [5 empty] | 0.241 | 0.241 | 0.2515 | 0.251 | 0.25 | 0.2485 | 0.248 | 0.2475 | 0.2465 | 0.246 | 0.245 | 0.2435 | 0.2455 | 0.2445 | 0.243 | 0.241 | 0.2395 | 0.2385 | 0.238 | 0.238 | 0.238 | 0.231 | 0.2295 | 0.2285 | 0.227 | 0.226 | 0.226 | 0.226 | 0.226 | 0.226 | 0.2255 | 0.225 | 0.2245 | 0.2235 | 0.223 | 0.222 | 0.2364
MS | Wind offshore
MS | Wind onshore | [15 empty] | 0.351 | 0.351 | 0.349 | 0.347 | 0.319 | 0.291 | 0.31 | 0.31 | 0.2935 | 0.293 | 0.293 | 0.285 | 0.278 | 0.2715 | 0.2655 | 0.2595 | 0.269 | 0.277 | 0.2835 | 0.289 | 0.2935 | 0.2945 | 0.295 | 0.296 | 0.2965 | 0.297 | 0.29291
MT | MT | 0.34557 | 0.31443 | 0.28193 | 0.27284 | 0.29332 | 0.26158 | 0.22889 | 0.24195 | 0.2559 | 0.24586 | 0.23195 | 0.20996 | 0.21873 | 0.23019 | 0.23888 | 0.22863 | 0.22948 | 0.22752 | 0.22556 | 0.22089 | 0.21656 | 0.21604 | 0.21236 | 0.21296 | 0.21356 | 0.21412 | 0.214 | 0.21388 | 0.21384 | 0.21372 | 0.2136 | 0.21328 | 0.21296 | 0.2128 | 0.21244 | 0.22117 | 0.22104 | 0.22021 | 0.21929 | 0.21846 | 0.21733 | 0.22853
MT | Battery | [11 empty] | -0.01075 | -0.01075 | -0.01175 | -0.01275 | -0.0266 | -0.0266 | -0.0332 | -0.0392 | -0.0454 | -0.0518 | -0.0562 | -0.0604 | -0.0602 | -0.0602 | -0.06 | -0.0602 | -0.0604 | -0.0598 | -0.0598 | -0.0594 | -0.0596 | -0.0598 | -0.0596 | -0.0596 | -0.059 | -0.0576 | -0.056 | -0.0544 | -0.053 | -0.0516 | -0.048849
MT | Biopower
MT | Coal | Column Labels 2010: 0.62967; Column Labels 2011: 0.40367; Column Labels 2012: 0.178; Column Labels 2013: 0.36; Column Labels 2014: 0.54267; Column Labels 2015: 0.308; Column Labels 2016: 0.067; Column Labels 2017: 0.177; Column Labels 2018: 0.287; Column Labels 2019: 0.169; Column Labels 2020: 0.051; Column Labels 2021: 0.112; Column Labels 2022: 0.19367; Column Labels 2023: 0.21967; Column Labels 2024: 0.337; Column Labels 2025: 0.3375; Column Labels 2026: 0.347; Column Labels 2027: 0.334; Column Labels 2028: 0.3205; Column Labels 2029: 0.288; Column Labels 2030: 0.2555; Column Labels 2031: 0.2555 | 0.27664
MT | CSP
MT | Dist PV |  |  |  | 0.17 | 0.17 | 0.17 | 0.17 | 0.17 | 0.17 | 0.17 | 0.17 | 0.17 | 0.17 | 0.17 | 0.17 | 0.17 | 0.17 | 0.17 | 0.17 | 0.17 | 0.17 | 0.17 | 0.17 | 0.17 | 0.17 | 0.17 | 0.17 | 0.17 | 0.17 | 0.17 | 0.17 | 0.17 | 0.17 | 0.17 | 0.17 | 0.17 | 0.17 | 0.17 | 0.17 | 0.17 | 0.17 | 0.17
MT | Gas CCGT | 0.004 | 0.004 | 0.004 | 0.007 | 0.009 | 0.106 | 0.203 | 0.153 | 0.104 | 0.116 | 0.127 | 0.107 | 0.087 | 0.071 | 0.055 | 0.038 | 0.021 | 0.02 | 0.019 | 0.01 | 0 | 0.019 | 0.039 | 0.039 | 0.04 | 0.041 | 0.04 | 0.038 | 0.036 | 0.035 | 0.033 | 0.033 | 0.033 | 0.034 | 0.034 | 0.034 | 0.027 | 0.02 | 0.014 | 0.007 | 0 | 0.04539
MT | Gas CT | 0.0005 | 0.001 | 0.001 | 0.001 | 0.001 | 0.001 | 0.001 | 0.001 | 0.001 | 0.001 | 0.001 | 0.001 | 0.0015 | 0.0015 | 0.0015 | 0.0005 | 0 | 0 | 0 | 0 | 0 | 0 | 0 | 0.0005 | 0.0015 | 0.002 | 0.0015 | 0.001 | 0.001 | 0.0005 | 0 | 0 | 0 | 0 | 0 | 0 | 0 | 0 | 0 | 0 | 0 | 0.00059756
MT | Geothermal
MT | Hydro | 0.389 | 0.455 | 0.521 | 0.46567 | 0.41067 | 0.41333 | 0.416 | 0.416 | 0.416 | 0.41567 | 0.41567 | 0.41567 | 0.41567 | 0.41567 | 0.41567 | 0.41567 | 0.41567 | 0.41567 | 0.41567 | 0.41567 | 0.41567 | 0.41567 | 0.41567 | 0.41567 | 0.41567 | 0.41567 | 0.41433 | 0.41333 | 0.41233 | 0.411 | 0.41 | 0.409 | 0.40767 | 0.40667 | 0.40533 | 0.40433 | 0.39267 | 0.38167 | 0.36967 | 0.35833 | 0.34633 | 0.41248
MT | Nuclear
MT | Other | 0.4375 | 0.4375 | 0.4375 | 0.4375 | 0.4375 | 0.4375 | 0.4375 | 0.4375 | 0.4375 | 0.4375 | 0.4375 | 0.4375 | 0.4375 | 0.4375 | 0.4375 | 0.4375 | 0.4375 | 0.4375 | 0.4375 | 0.4375 | 0.4375 | 0.4375 | 0.4375 | 0.4375 | 0.4375 | 0.4375 | 0.4375 | 0.4375 | 0.4375 | 0.4375 | 0.4375 | 0.4375 | 0.4375 | 0.4375 | 0.4375 | 0.875 | 0.875 | 0.875 | 0.875 | 0.875 | 0.875 | 0.47204
MT | Utility PV | [7 empty] | 0.218 | 0.218 | 0.217 | 0.2155 | 0.2145 | 0.2135 | 0.2125 | 0.2115 | 0.2105 | 0.2095 | 0.2085 | 0.2075 | 0.2055 | 0.203 | 0.1965 | 0.1895 | 0.193 | 0.197 | 0.2005 | 0.1995 | 0.1985 | 0.1975 | 0.1965 | 0.1955 | 0.1945 | 0.1935 | 0.1925 | 0.1915 | 0.1905 | 0.2005 | 0.201 | 0.201 | 0.2015 | 0.2 | 0.20281
MT | Wind offshore
MT | Wind onshore | 0.30067 | 0.315 | 0.323 | 0.32433 | 0.32567 | 0.32433 | 0.32333 | 0.32867 | 0.33267 | 0.37733 | 0.39533 | 0.414 | 0.415 | 0.4264 | 0.427 | 0.4398 | 0.4446 | 0.4464 | 0.4478 | 0.4444 | 0.4434 | 0.4438 | 0.4442 | 0.4454 | 0.4462 | 0.447 | 0.4482 | 0.4494 | 0.45 | 0.451 | 0.4516 | 0.4512 | 0.451 | 0.4508 | 0.4502 | 0.45 | 0.4524 | 0.4546 | 0.457 | 0.4596 | 0.462 | 0.42544
NC | NC | 0.31461 | 0.338 | 0.32772 | 0.34583 | 0.36494 | 0.35511 | 0.34547 | 0.3294 | 0.33415 | 0.32775 | 0.32095 | 0.3251 | 0.32519 | 0.31557 | 0.3059 | 0.28077 | 0.26827 | 0.26145 | 0.255 | 0.25214 | 0.24718 | 0.24491 | 0.24245 | 0.23855 | 0.23555 | 0.23275 | 0.237 | 0.2389 | 0.24157 | 0.24638 | 0.258 | 0.26214 | 0.26329 | 0.264 | 0.26457 | 0.26514 | 0.26629 | 0.26686 | 0.26748 | 0.26795 | 0.26819 | 0.28143
NC | Battery | [7 empty] | -0.07 | -0.07 | -0.069 | -0.069 | -0.071 | -0.072 | -0.075 | -0.078 | -0.046 | -0.046 | -0.047 | -0.0475 | -0.0505 | -0.051 | -0.053 | -0.0545 | -0.0565 | -0.0575 | -0.059 | -0.062 | -0.0645 | -0.067 | -0.069 | -0.071 | -0.069 | -0.067 | -0.066 | -0.065 | -0.064 | -0.061 | -0.0595 | -0.0575 | -0.056 | -0.055 | -0.0603
NC | Biopower | 0.433 | 0.3805 | 0.33 | 0.342 | 0.3535 | 0.3155 | 0.276 | 0.277 | 0.2775 | 0.2775 | 0.2775 | 0.2775 | 0.2775 | 0.2775 | 0.2775 | 0.2775 | 0.2775 | 0.2775 | 0.2775 | 0.2775 | 0.2775 | 0.2775 | 0.2775 | 0.28 | 0.283 | 0.2855 | 0.296 | 0.311 | 0.3345 | 0.38 | 0.499 | 0.4955 | 0.492 | 0.489 | 0.4855 | 0.482 | 0.4775 | 0.4725 | 0.4675 | 0.463 | 0.458 | 0.3493
NC | Coal | 0.653 | 0.505 | 0.3365 | 0.4985 | 0.6685 | 0.5615 | 0.455 | 0.503 | 0.554 | 0.489 | 0.422 | 0.4215 | 0.4235 | 0.42 | 0.4165 | 0.392 | 0.3675 | 0.354 | 0.34 | 0.2945 | 0.2485 | 0.241 | 0.232 | 0.232 | 0.232 | [16 empty] | 0.41044
NC | CSP
NC | Dist PV | 0.1745 | 0.1745 | 0.1745 | 0.1745 | 0.1745 | 0.1745 | 0.1745 | 0.1745 | 0.1745 | 0.1745 | 0.1745 | 0.1745 | 0.1745 | 0.1745 | 0.1745 | 0.1655 | 0.159 | 0.1575 | 0.1565 | 0.167 | 0.1745 | 0.1745 | 0.1745 | 0.168 | 0.163 | 0.159 | 0.1635 | 0.167 | 0.17 | 0.1725 | 0.1745 | 0.1745 | 0.1745 | 0.1745 | 0.1745 | 0.1745 | 0.1745 | 0.1745 | 0.1745 | 0.1745 | 0.1745 | 0.17144
NC | Gas CCGT | 0.164 | 0.614 | 0.778 | 0.711 | 0.646 | 0.736 | 0.8265 | 0.824 | 0.822 | 0.823 | 0.8235 | 0.824 | 0.8245 | 0.7685 | 0.7125 | 0.626 | 0.5405 | 0.4945 | 0.4485 | 0.416 | 0.3835 | 0.364 | 0.3445 | 0.318 | 0.2915 | 0.265 | 0.2705 | 0.2765 | 0.283 | 0.2895 | 0.295 | 0.298 | 0.3005 | 0.3025 | 0.305 | 0.3075 | 0.3075 | 0.3075 | 0.308 | 0.3085 | 0.3085 | 0.48433
NC | Gas CT | 0.005 | 0.0045 | 0.004 | 0.005 | 0.0055 | 0.005 | 0.004 | 0.0055 | 0.006 | 0.0055 | 0.004 | 0.004 | 0.0035 | 0.004 | 0.0035 | 0.003 | 0.003 | 0.0015 | 0 | 0 | 0 | 0 | 0 | 0 | 0 | 0 | 0 | 0 | 0 | 0 | 0 | 0 | 0 | 0 | 0 | 0 | 0 | 0 | 0 | 0 | 0 | 0.0018659
NC | Geothermal
NC | Hydro | 0.2635 | 0.2265 | 0.1895 | 0.2445 | 0.2995 | 0.265 | 0.23 | 0.231 | 0.2315 | 0.2315 | 0.232 | 0.2315 | 0.2305 | 0.2305 | 0.23 | 0.2295 | 0.2295 | 0.2295 | 0.2295 | 0.2295 | 0.2295 | 0.23 | 0.2305 | 0.2305 | 0.2305 | 0.2305 | 0.23 | 0.23 | 0.2295 | 0.2295 | 0.229 | 0.2295 | 0.2295 | 0.2295 | 0.2295 | 0.23 | 0.23 | 0.23 | 0.2305 | 0.2305 | 0.231 | 0.23278
NC | Nuclear | 0.902 | 0.902 | 0.902 | 0.902 | 0.902 | 0.902 | 0.902 | 0.902 | 0.902 | 0.902 | 0.902 | 0.902 | 0.902 | 0.902 | 0.902 | 0.902 | 0.902 | 0.902 | 0.902 | 0.902 | 0.902 | 0.902 | 0.902 | 0.902 | 0.902 | 0.902 | 0.902 | 0.902 | 0.902 | 0.902 | 0.902 | 0.902 | 0.902 | 0.902 | 0.902 | 0.902 | 0.902 | 0.902 | 0.902 | 0.902 | 0.902 | 0.902
NC | Other | 0 | 0 | 0 | 0 | 0 | 0 | 0 | 0 | 0 | 0 | 0 | 0 | 0 | 0 | 0 | 0 | 0 | 0 | 0 | 0 | 0 | 0 | 0 | 0 | 0 | 0 | 0 | 0 | 0 | 0 | 0 | 0 | 0 | 0 | 0 | 0 | 0 | 0 | 0 | 0 | 0 | 0
NC | Utility PV | 0.2365 | 0.235 | 0.235 | 0.235 | 0.235 | 0.235 | 0.235 | 0.235 | 0.234 | 0.233 | 0.232 | 0.2335 | 0.233 | 0.2315 | 0.2305 | 0.2265 | 0.2225 | 0.2185 | 0.214 | 0.217 | 0.22 | 0.2185 | 0.2175 | 0.218 | 0.218 | 0.218 | 0.217 | 0.216 | 0.215 | 0.214 | 0.213 | 0.212 | 0.2115 | 0.211 | 0.21 | 0.2095 | 0.2125 | 0.2155 | 0.2185 | 0.222 | 0.225 | 0.22293
NC | Wind offshore | Column Labels 2036: 0.292; Column Labels 2037: 0.292; Column Labels 2038: 0.292; Column Labels 2039: 0.292; Column Labels 2040: 0.292; Column Labels 2041: 0.364; Column Labels 2042: 0.375; Column Labels 2043: 0.38; Column Labels 2044: 0.382; Column Labels 2045: 0.384; Column Labels 2046: 0.402; Column Labels 2047: 0.412; Column Labels 2048: 0.419; Column Labels 2049: 0.424; Column Labels 2050: 0.428 | 0.362
NC | Wind onshore | [5 empty] | 0.358 | 0.358 | 0.354 | 0.35 | 0.352 | 0.353 | 0.3805 | 0.3815 | 0.3425 | 0.304 | 0.3125 | 0.2955 | 0.288 | 0.2845 | 0.3205 | 0.3345 | 0.3395 | 0.343 | 0.332 | 0.3285 | 0.3265 | 0.3255 | 0.3245 | 0.3235 | 0.3225 | 0.3215 | 0.328 | 0.334 | 0.3395 | 0.3455 | 0.3505 | 0.352 | 0.3535 | 0.3555 | 0.357 | 0.358 | 0.33536
ND | ND | 0.45978 | 0.45389 | 0.4995 | 0.38982 | 0.38482 | 0.41664 | 0.42191 | 0.42173 | 0.42027 | 0.40291 | 0.33918 | 0.33727 | 0.33909 | 0.31125 | 0.3165 | 0.28746 | 0.28585 | 0.28692 | 0.29362 | 0.28454 | 0.27569 | 0.26577 | 0.25577 | 0.25892 | 0.26138 | 0.21136 | 0.21155 | 0.21209 | 0.21273 | 0.21327 | 0.21382 | 0.21382 | 0.21418 | 0.21445 | 0.21473 | 0.21491 | 0.21527 | 0.21582 | 0.21709 | 0.219 | 0.22345 | 0.29185
ND | Battery | [13 empty] | -0.036 | -0.036 | -0.041 | -0.041 | -0.05 | -0.056 | -0.06 | -0.0625 | -0.068 | -0.0735 | -0.066 | -0.0615 | -0.058 | -0.062 | -0.0645 | -0.0665 | -0.068 | -0.0695 | -0.0695 | -0.069 | -0.069 | -0.0685 | -0.0685 | -0.068 | -0.067 | -0.066 | -0.0655 | -0.0635 | -0.062167
ND | Biopower
ND | Coal | 0.7995 | 0.7755 | 0.748 | 0.778 | 0.8105 | 0.766 | 0.7215 | 0.745 | 0.776 | 0.7095 | 0.627 | 0.6355 | 0.667 | 0.6945 | 0.7325 | 0.7315 | 0.728 | 0.7405 | 0.788 | 0.7375 | 0.6875 | 0.6185 | 0.5495 | 0.5495 | 0.5495 | [16 empty] | 0.70664
ND | CSP
ND | Dist PV |  |  |  | 0.1625 | 0.1625 | 0.1625 | 0.1625 | 0.1625 | 0.1625 | 0.1625 | 0.1625 | 0.1625 | 0.1625 | 0.1625 | 0.1625 | 0.1625 | 0.1625 | 0.1625 | 0.1625 | 0.1625 | 0.1625 | 0.1625 | 0.1625 | 0.1625 | 0.1625 | 0.1625 | 0.1625 | 0.1625 | 0.1625 | 0.1625 | 0.1625 | 0.1625 | 0.1625 | 0.1625 | 0.1625 | 0.1625 | 0.1625 | 0.1625 | 0.1625 | 0.1625 | 0.1625 | 0.1625
ND | Gas CCGT | 0.004 | 0.014 | 0.023 | 0.02 | 0.017 | 0.11 | 0.203 | 0.165 | 0.127 | 0.166 | 0.205 | 0.147 | 0.089 | 0.078 | 0.068 | 0.046 | 0.024 | 0.024 | 0.024 | 0.012 | 0 | 0.021 | 0.042 | 0.052 | 0.062 | 0.072 | 0.064 | 0.056 | 0.049 | 0.041 | 0.033 | 0.033 | 0.033 | 0.034 | 0.034 | 0.034 | 0.027 | 0.02 | 0.014 | 0.007 | 0 | 0.055951
ND | Gas CT | 0 | 0 |  | 0.004 | 0.004 | 0.007 | 0.009 | 0.007 | 0.006 | 0.006 | 0.005 | 0.005 | 0.005 | 0.005 | 0.005 | 0.005 | 0.004 | 0.003 | 0.002 | 0.001 | 0 | 0.003 | 0.005 | 0.011 | 0.016 | 0.021 | 0.021 | 0.021 | 0.021 | 0.021 | 0.021 | 0.017 | 0.014 | 0.01 | 0.007 | 0.004 | 0.003 | 0.002 | 0.002 | 0.001 | 0 | 0.0076
ND | Geothermal
ND | Hydro | 0.367 | 0.448 | 0.529 | 0.494 | 0.459 | 0.42 | 0.382 | 0.38 | 0.379 | 0.379 | 0.378 | 0.38 | 0.382 | 0.382 | 0.382 | 0.382 | 0.382 | 0.382 | 0.382 | 0.382 | 0.382 | 0.382 | 0.382 | 0.382 | 0.382 | 0.382 | 0.382 | 0.382 | 0.382 | 0.382 | 0.382 | 0.382 | 0.382 | 0.382 | 0.382 | 0.382 | 0.382 | 0.382 | 0.382 | 0.382 | 0.382 | 0.39202
ND | Nuclear
ND | Other | 0.766 | 0.7115 | 0.646 | 0.6165 | 0.5755 | 0.752 | 0.7885 | 0.7825 | 0.7615 | 0.706 | 0.4145 | 0.415 | 0.415 | 0.415 | 0.415 | 0.419 | 0.423 | 0.429 | 0.4335 | 0.434 | 0.4345 | 0.4345 | 0.4345 | 0.4345 | 0.4345 | 0.4345 | 0.4345 | 0.4345 | 0.4345 | 0.4345 | 0.4345 | 0.4345 | 0.4345 | 0.4345 | 0.4345 | 0.4345 | 0.4345 | 0.4345 | 0.4345 | 0.4345 | 0.4345 | 0.49862
ND | Utility PV
ND | Wind offshore
ND | Wind onshore | 0.318 | 0.3245 | 0.328 | 0.328 | 0.328 | 0.3425 | 0.351 | 0.3535 | 0.3555 | 0.3625 | 0.3675 | 0.376 | 0.3825 | 0.381 | 0.3795 | 0.38 | 0.3805 | 0.3785 | 0.3765 | 0.378 | 0.379 | 0.377 | 0.375 | 0.38 | 0.384 | 0.386 | 0.395 | 0.4045 | 0.4135 | 0.422 | 0.4305 | 0.4325 | 0.4355 | 0.4385 | 0.441 | 0.4435 | 0.449 | 0.455 | 0.464 | 0.478 | 0.5045 | 0.3917
NE | NE | 0.25453 | 0.25406 | 0.25218 | 0.24645 | 0.26395 | 0.26338 | 0.2631 | 0.26548 | 0.27352 | 0.26752 | 0.2609 | 0.25505 | 0.24981 | 0.24405 | 0.254 | 0.21388 | 0.21084 | 0.2078 | 0.20629 | 0.209 | 0.20917 | 0.20154 | 0.20374 | 0.20565 | 0.20674 | 0.16376 | 0.1639 | 0.16405 | 0.16419 | 0.16448 | 0.16471 | 0.16495 | 0.16438 | 0.16386 | 0.16338 | 0.16276 | 0.16129 | 0.16033 | 0.15971 | 0.15938 | 0.1703 | 0.20797
NE | Battery | [15 empty] | -0.055667 | -0.055667 | -0.058 | -0.060333 | -0.068667 | -0.071 | -0.072333 | -0.071 | -0.068333 | -0.066 | -0.063667 | -0.065333 | -0.066667 | -0.068 | -0.069 | -0.069667 | -0.069 | -0.068333 | -0.067333 | -0.066667 | -0.065667 | -0.064 | -0.061667 | -0.059667 | -0.057333 | -0.052 | -0.064818
NE | Biopower | 0.522 | 0.522 | 0.522 | 0.522 | 0.522 | 0.522 | 0.522 | 0.522 | 0.522 | 0.522 | 0.522 | 0.522 | 0.522 | 0.522 | 0.522 | 0.522 | 0.522 | 0.522 | 0.522 | 0.522 | 0.522 | 0.522 | 0.522 | 0.501 | 0.479 | 0.457 | 0.47 | 0.483 | 0.496 | 0.509 | 0.522 | 0.507 | 0.492 | 0.477 | 0.462 | 0.447 | 0.436 | 0.425 | 0.415 | 0.404 | 0.393 | 0.4971
NE | Coal | 0.6345 | 0.508 | 0.385 | 0.524 | 0.6635 | 0.473 | 0.2825 | 0.4015 | 0.5995 | 0.452 | 0.305 | 0.3095 | 0.3195 | 0.3355 | 0.5135 | 0.487 | 0.4605 | 0.458 | 0.733 | 0.686 | 0.64 | 0.536 | 0.431 | 0.431 | 0.431 | [16 empty] | 0.46772
NE | CSP
NE | Dist PV |  |  |  | 0.18233 | 0.18233 | 0.18233 | 0.18233 | 0.18233 | 0.18233 | 0.18233 | 0.18233 | 0.18233 | 0.18233 | 0.18233 | 0.18233 | 0.18233 | 0.18233 | 0.17167 | 0.16267 | 0.173 | 0.18233 | 0.17367 | 0.166 | 0.17233 | 0.17767 | 0.18233 | 0.18233 | 0.18233 | 0.18233 | 0.18233 | 0.18233 | 0.18233 | 0.18233 | 0.18233 | 0.18233 | 0.18233 | 0.181 | 0.17967 | 0.17867 | 0.17767 | 0.17633 | 0.17976
NE | Gas CCGT | 0.004 | 0.01 | 0.0155 | 0.0145 | 0.014 | 0.1985 | 0.383 | 0.2625 | 0.142 | 0.2135 | 0.2845 | 0.22 | 0.156 | 0.133 | 0.11 | 0.0755 | 0.041 | 0.0325 | 0.025 | 0.024 | 0.0225 | 0.0135 | 0.004 | 0.007 | 0.0095 | 0.0125 | 0.01 | 0.0075 | 0.005 | 0.0025 | 0 | 0 | 0 | 0 | 0 | 0 | 0 | 0 | 0 | 0 | 0 | 0.059829
NE | Gas CT | 0.0023333 | 0.0026667 | 0.003 | 0.0036667 | 0.004 | 0.0055 | 0.0065 | 0.005 | 0.0035 | 0.0035 | 0.003 | 0.003 | 0.003 | 0.0025 | 0.0025 | 0.0025 | 0.0025 | 0.002 | 0.002 | 0.001 | 0 | 0 | 0 | 0 | 0 | 0 | 0 | 0 | 0 | 0 | 0 | 0 | 0 | 0 | 0 | 0 | 0 | 0 | 0 | 0 | 0 | 0.0016163
NE | Geothermal
NE | Hydro | 0.3115 | 0.404 | 0.496 | 0.399 | 0.3015 | 0.302 | 0.303 | 0.303 | 0.303 | 0.303 | 0.303 | 0.303 | 0.303 | 0.303 | 0.303 | 0.303 | 0.303 | 0.303 | 0.303 | 0.303 | 0.303 | 0.303 | 0.303 | 0.303 | 0.303 | 0.303 | 0.303 | 0.303 | 0.303 | 0.303 | 0.303 | 0.303 | 0.303 | 0.303 | 0.303 | 0.303 | 0.303 | 0.303 | 0.3025 | 0.3025 | 0.3025 | 0.31262
NE | Nuclear | 0.902 | 0.902 | 0.902 | 0.902 | 0.902 | 0.902 | 0.902 | 0.902 | 0.902 | 0.902 | 0.902 | 0.902 | 0.902 | 0.902 | 0.902 | 0.902 | 0.902 | 0.902 | 0.902 | 0.902 | 0.902 | 0.902 | 0.902 | 0.902 | 0.902 | [16 empty] | 0.902
NE | Other | 0 | 0 | 0 | 0 | 0 | 0 | 0 | 0 | 0 | 0 | 0 | 0 | 0 | 0 | 0 | 0 | 0 | 0 | 0 | 0 | 0 | 0 | 0 | 0 | 0 | 0 | 0 | 0 | 0 | 0 | 0 | 0 | 0 | 0 | 0 | 0 | 0 | 0 | 0 | 0 | 0 | 0
NE | Utility PV | [5 empty] | 0.261 | 0.261 | 0.2585 | 0.2575 | 0.256 | 0.2545 | 0.2535 | 0.2525 | 0.2485 | 0.2475 | 0.25133 | 0.25233 | 0.25033 | 0.249 | 0.24833 | 0.24833 | 0.247 | 0.24567 | 0.24433 | 0.24367 | 0.24267 | 0.24133 | 0.24 | 0.239 | 0.238 | 0.23667 | 0.24233 | 0.24233 | 0.24233 | 0.24267 | 0.24233 | 0.23967 | 0.23667 | 0.234 | 0.23133 | 0.22867 | 0.24492
NE | Wind offshore
NE | Wind onshore | 0.332 | 0.34767 | 0.35367 | 0.35733 | 0.35933 | 0.36 | 0.36067 | 0.381 | 0.38733 | 0.397 | 0.40267 | 0.40233 | 0.40233 | 0.36967 | 0.33667 | 0.351 | 0.36533 | 0.36267 | 0.36 | 0.39733 | 0.40867 | 0.39967 | 0.39833 | 0.41033 | 0.41733 | 0.42233 | 0.42367 | 0.42467 | 0.42533 | 0.42667 | 0.42767 | 0.428 | 0.42833 | 0.42867 | 0.42933 | 0.42933 | 0.425 | 0.424 | 0.425 | 0.42767 | 0.43233 | 0.3963
NH | NH | 0.44514 | 0.45286 | 0.39383 | 0.33075 | 0.31588 | 0.30362 | 0.29163 | 0.27937 | 0.267 | 0.26325 | 0.25912 | 0.263 | 0.26563 | 0.26787 | 0.27013 | 0.26875 | 0.26737 | 0.26475 | 0.262 | 0.26175 | 0.26138 | 0.26125 | 0.259 | 0.22511 | 0.22667 | 0.22833 | 0.2379 | 0.2385 | 0.2394 | 0.2407 | 0.2424 | 0.2464 | 0.2505 | 0.2544 | 0.2586 | 0.2627 | 0.2592 | 0.2557 | 0.252 | 0.2484 | 0.27156 | 0.26952
NH | Battery | Column Labels 2033: -0.057; Column Labels 2034: -0.057; Column Labels 2035: -0.057; Column Labels 2036: -0.066; Column Labels 2037: -0.068; Column Labels 2038: -0.069; Column Labels 2039: -0.069; Column Labels 2040: -0.07; Column Labels 2041: -0.069; Column Labels 2042: -0.068; Column Labels 2043: -0.068; Column Labels 2044: -0.067; Column Labels 2045: -0.066; Column Labels 2046: -0.063; Column Labels 2047: -0.059; Column Labels 2048: -0.055; Column Labels 2049: -0.05; Column Labels 2050: -0.046 | -0.062444
NH | Biopower | 0.206 | 0.168 | 0.129 | 0.24 | 0.318 | 0.206 | 0.095 | 0.102 | 0.108 | 0.083 | 0.058 | 0.058 | 0.058 | 0.058 | 0.058 | 0.058 | 0.058 | 0.058 | 0.058 | 0.058 | 0.058 | 0.067 | 0.075 | 0.095 | 0.116 | 0.136 | 0.143 | 0.152 | 0.163 | 0.177 | 0.196 | 0.201 | 0.207 | 0.213 | 0.22 | 0.227 | 0.186 | 0.144 | 0.1 | 0.056 | 0.009 | 0.12624
NH | Coal | Column Labels 2010: 0.795; Column Labels 2011: 0.795 | 0.795
NH | CSP
NH | Dist PV |  |  |  | 0.157 | 0.157 | 0.157 | 0.157 | 0.157 | 0.157 | 0.157 | 0.157 | 0.157 | 0.157 | 0.157 | 0.157 | 0.157 | 0.157 | 0.157 | 0.157 | 0.157 | 0.157 | 0.157 | 0.157 | 0.157 | 0.157 | 0.157 | 0.157 | 0.157 | 0.157 | 0.157 | 0.157 | 0.157 | 0.157 | 0.157 | 0.157 | 0.157 | 0.157 | 0.157 | 0.157 | 0.157 | 0.157 | 0.157
NH | Gas CCGT | 0.59 | 0.619 | 0.648 | 0.454 | 0.261 | 0.267 | 0.273 | 0.168 | 0.063 | 0.047 | 0.03 | 0.042 | 0.053 | 0.072 | 0.091 | 0.081 | 0.071 | 0.049 | 0.027 | 0.027 | 0.027 | 0.016 | 0.004 | 0.005 | 0.005 | 0.005 | 0.004 | 0.003 | 0.002 | 0.001 | 0 | 0 | 0 | 0 | 0 | 0 | 0 | 0 | 0 | 0 | 0 | 0.097683
NH | Gas CT
NH | Geothermal
NH | Hydro | 0.322 | 0.309 | 0.296 | 0.292 | 0.288 | 0.297 | 0.307 | 0.307 | 0.307 | 0.307 | 0.308 | 0.308 | 0.308 | 0.308 | 0.308 | 0.308 | 0.308 | 0.308 | 0.308 | 0.308 | 0.308 | 0.308 | 0.308 | 0.308 | 0.308 | 0.308 | 0.308 | 0.308 | 0.308 | 0.308 | 0.308 | 0.308 | 0.308 | 0.308 | 0.308 | 0.308 | 0.308 | 0.308 | 0.308 | 0.308 | 0.308 | 0.30683
NH | Nuclear | 0.902 | 0.902 | 0.902 | 0.902 | 0.902 | 0.902 | 0.902 | 0.902 | 0.902 | 0.902 | 0.902 | 0.902 | 0.902 | 0.902 | 0.902 | 0.902 | 0.902 | 0.902 | 0.902 | 0.902 | 0.902 | 0.902 | 0.902 | 0.902 | 0.902 | 0.902 | 0.902 | 0.902 | 0.902 | 0.902 | 0.902 | 0.902 | 0.902 | 0.902 | 0.902 | 0.902 | 0.902 | 0.902 | 0.902 | 0.902 | 0.902 | 0.902
NH | Other | 0 | 0 | 0 | 0 | 0 | 0 | 0 | 0 | 0 | 0 | 0 | 0 | 0 | 0 | 0 | 0 | 0 | 0 | 0 | 0 | 0 | 0 | 0 | 0 | 0 | 0 | 0 | 0 | 0 | 0 | 0 | 0 | 0 | 0 | 0 | 0 | 0 | 0 | 0 | 0 |  | 0
NH | Utility PV |  |  |  | 0.213 | 0.213 | 0.212 | 0.211 | 0.211 | 0.211 | 0.21 | 0.209 | 0.208 | 0.207 | 0.206 | 0.205 | 0.204 | 0.203 | 0.202 | 0.201 | 0.2 | 0.199 | 0.213 | 0.213 | 0.212 | 0.211 | 0.21 | 0.209 | 0.209 | 0.209 | 0.209 | 0.209 | 0.208 | 0.207 | 0.206 | 0.205 | 0.204 | 0.203 | 0.202 | 0.201 | 0.2 | 0.199 | 0.20695
NH | Wind offshore | Column Labels 2036: 0.327; Column Labels 2037: 0.327; Column Labels 2038: 0.327; Column Labels 2039: 0.327; Column Labels 2040: 0.327; Column Labels 2041: 0.352; Column Labels 2042: 0.378; Column Labels 2043: 0.403; Column Labels 2044: 0.429; Column Labels 2045: 0.454; Column Labels 2046: 0.454; Column Labels 2047: 0.454; Column Labels 2048: 0.454; Column Labels 2049: 0.454; Column Labels 2050: 0.454 | 0.39473
NH | Wind onshore | 0.301 | 0.377 | 0.388 | 0.388 | 0.388 | 0.388 | 0.388 | 0.388 | 0.388 | 0.4 | 0.409 | 0.429 | 0.44 | 0.44 | 0.44 | 0.44 | 0.44 | 0.442 | 0.443 | 0.442 | 0.44 | 0.427 | 0.413 | 0.404 | 0.398 | 0.394 | 0.395 | 0.395 | 0.395 | 0.395 | 0.395 | 0.405 | 0.414 | 0.423 | 0.432 | 0.441 | 0.445 | 0.449 | 0.453 | 0.457 | 0.461 | 0.41439
NJ | NJ | 0.3301 | 0.331 | 0.3322 | 0.2974 | 0.2573 | 0.25145 | 0.26591 | 0.25527 | 0.24509 | 0.25109 | 0.284 | 0.2803 | 0.2768 | 0.29082 | 0.29 | 0.29218 | 0.29173 | 0.29036 | 0.28891 | 0.28945 | 0.288 | 0.27873 | 0.272 | 0.26536 | 0.25836 | 0.25127 | 0.251 | 0.25064 | 0.25027 | 0.25009 | 0.24973 | 0.24964 | 0.24955 | 0.24955 | 0.24955 | 0.24936 | 0.25027 | 0.25109 | 0.25164 | 0.25182 | 0.23355 | 0.26881
NJ | Battery | [5 empty] | 0 | 0 | 0 | 0 | -0.013 | -0.014 | -0.018 | -0.022 | -0.022 | -0.023 | -0.015 | -0.009 | -0.007 | -0.005 | -0.004 | -0.003 | -0.006 | -0.009 | -0.02 | -0.03 | -0.041 | -0.043 | -0.045 | -0.047 | -0.049 | -0.051 | -0.051 | -0.051 | -0.051 | -0.051 | -0.051 | -0.047 | -0.042 | -0.038 | -0.034 | -0.03 | -0.026167
NJ | Biopower | 0.522 | 0.522 | 0.522 | 0.522 | 0.522 | 0.522 | 0.522 | 0.522 | 0.522 | 0.522 | 0.522 | 0.522 | 0.522 | 0.522 | 0.522 | 0.522 | 0.522 | 0.522 | 0.522 | 0.522 | 0.522 | 0.522 | 0.522 | 0.522 | 0.522 | 0.522 | 0.522 | 0.522 | 0.522 | 0.522 | 0.522 | 0.522 | 0.522 | 0.522 | 0.522 | 0.522 | 0.51 | 0.497 | 0.484 | 0.47 | 0.456 | 0.51729
NJ | Coal | Column Labels 2010: 0.712; Column Labels 2011: 0.575; Column Labels 2012: 0.439; Column Labels 2013: 0.265; Column Labels 2014: 0.021; Column Labels 2015: 0.01; Column Labels 2016: 0; Column Labels 2017: 0; Column Labels 2018: 0; Column Labels 2019: 0 | 0.2022
NJ | CSP
NJ | Dist PV | 0.162 | 0.162 | 0.162 | 0.162 | 0.162 | 0.162 | 0.162 | 0.162 | 0.162 | 0.162 | 0.162 | 0.162 | 0.162 | 0.162 | 0.162 | 0.162 | 0.162 | 0.162 | 0.162 | 0.162 | 0.162 | 0.162 | 0.162 | 0.162 | 0.162 | 0.162 | 0.162 | 0.162 | 0.162 | 0.162 | 0.162 | 0.162 | 0.162 | 0.162 | 0.162 | 0.162 | 0.162 | 0.162 | 0.162 | 0.162 | 0.162 | 0.162
NJ | Gas CCGT | 0.48 | 0.626 | 0.773 | 0.617 | 0.479 | 0.66 | 0.807 | 0.708 | 0.616 | 0.677 | 0.737 | 0.712 | 0.688 | 0.676 | 0.664 | 0.626 | 0.589 | 0.573 | 0.557 | 0.534 | 0.51 | 0.441 | 0.373 | 0.319 | 0.266 | 0.213 | 0.22 | 0.227 | 0.234 | 0.242 | 0.249 | 0.248 | 0.247 | 0.246 | 0.245 | 0.244 | 0.25 | 0.257 | 0.264 | 0.271 | 0.279 | 0.45473
NJ | Gas CT | 0.004 | 0.005 | 0.006 | 0.005 | 0.004 | 0.004 | 0.004 | 0.004 | 0.004 | 0.004 | 0.004 | 0.004 | 0.004 | 0.004 | 0.004 | 0.004 | 0.004 | 0.002 | 0.001 | 0.001 | 0.001 | 0.001 | 0 | 0 | 0 | 0 | 0 | 0 | 0 | 0 | 0 | 0 | 0 | 0 | 0 | 0 | 0 | 0 | 0 | 0 | 0 | 0.0019024
NJ | Geothermal
NJ | Hydro | -0.006 | -0.007 | -0.008 | -0.024 | -0.041 | -0.018 | 0.005 | -0.013 | -0.032 | -0.014 | 0.005 | -0.002 | -0.008 | -0.003 | 0.002 | 0.004 | 0.006 | 0.006 | 0.006 | 0.006 | 0.006 | 0.006 | 0.006 | 0.004 | 0.002 | 0 | -0.013 | -0.027 | -0.04 | -0.053 | -0.066 | -0.059 | -0.053 | -0.047 | -0.04 | -0.034 | -0.026 | -0.018 | -0.01 | -0.002 | 0.006 | -0.014488
NJ | Nuclear | 0.902 | 0.902 | 0.902 | 0.902 | 0.902 | 0.902 | 0.902 | 0.902 | 0.902 | 0.902 | 0.902 | 0.902 | 0.902 | 0.902 | 0.902 | 0.902 | 0.902 | 0.902 | 0.902 | 0.902 | 0.902 | 0.902 | 0.902 | 0.902 | 0.902 | 0.902 | 0.902 | 0.902 | 0.902 | 0.902 | 0.902 | 0.902 | 0.902 | 0.902 | 0.902 | 0.902 | 0.902 | 0.9 | 0.897 | 0.89 | 0.68 | 0.89612
NJ | Other | 0 | 0 | 0 | 0 | 0 | 0 | 0 | 0 | 0 | 0 | 0 | 0 | 0 | 0 | 0 | 0 | 0 | 0 | 0 | 0 | 0 | 0 | 0 | 0 | 0 | 0 | 0 | 0 | 0 | 0 | 0 | 0 | 0 | 0 | 0 | 0 | 0 | 0 | 0 | 0 | 0 | 0
NJ | Utility PV | 0.224 | 0.224 | 0.224 | 0.223 | 0.222 | 0.222 | 0.221 | 0.221 | 0.22 | 0.22 | 0.22 | 0.219 | 0.218 | 0.217 | 0.216 | 0.215 | 0.214 | 0.213 | 0.211 | 0.21 | 0.209 | 0.208 | 0.207 | 0.218 | 0.22 | 0.221 | 0.22 | 0.219 | 0.218 | 0.217 | 0.216 | 0.215 | 0.214 | 0.214 | 0.213 | 0.212 | 0.211 | 0.211 | 0.21 | 0.209 | 0.208 | 0.2162
NJ | Wind offshore | [13 empty] | 0.439 | 0.439 | 0.439 | 0.439 | 0.441 | 0.442 | 0.441 | 0.441 | 0.441 | 0.441 | 0.433 | 0.424 | 0.415 | 0.416 | 0.417 | 0.418 | 0.419 | 0.419 | 0.421 | 0.423 | 0.425 | 0.427 | 0.428 | 0.43 | 0.431 | 0.432 | 0.434 | 0.435 | 0.43036
NJ | Wind onshore | 0.301 | 0.301 | 0.302 | 0.302 | 0.302 | 0.302 | 0.302 | 0.302 | 0.302 | 0.302 | 0.302 | 0.302 | 0.302 | 0.302 | 0.302 | 0.355 | 0.38 | 0.38 | 0.38 | 0.41 | 0.418 | 0.389 | 0.388 | 0.379 | 0.374 | 0.37 | 0.375 | 0.38 | 0.384 | 0.389 | 0.394 | 0.386 | 0.379 | 0.372 | 0.365 | 0.358 | 0.361 | 0.364 | 0.367 | 0.37 | 0.373 | 0.35044
NM | NM | 0.26043 | 0.23935 | 0.24647 | 0.23565 | 0.22518 | 0.24082 | 0.25606 | 0.26118 | 0.26824 | 0.26624 | 0.26376 | 0.25694 | 0.24935 | 0.24594 | 0.24253 | 0.21739 | 0.21006 | 0.19817 | 0.18628 | 0.18433 | 0.18117 | 0.17717 | 0.17289 | 0.17139 | 0.17006 | 0.14088 | 0.14206 | 0.14324 | 0.14471 | 0.14653 | 0.14859 | 0.14929 | 0.15 | 0.15088 | 0.15176 | 0.16206 | 0.16144 | 0.16087 | 0.16044 | 0.16006 | 0.15969 | 0.19647
NM | Battery |  | 0 | 0 | -0.001 | -0.002 | -0.004 | -0.006 | -0.015 | -0.022 | -0.028 | -0.034 | -0.045 | -0.046 | -0.047 | -0.047 | -0.0575 | -0.0565 | -0.061 | -0.0635 | -0.064 | -0.0645 | -0.0665 | -0.0675 | -0.069 | -0.0695 | -0.07 | -0.0715 | -0.072 | -0.073 | -0.0735 | -0.0745 | -0.0735 | -0.072 | -0.0705 | -0.069 | -0.0675 | -0.068 | -0.0685 | -0.0685 | -0.069 | -0.0695 | -0.058136
NM | Biopower | 0.31 | 0.31 | 0.31 | 0.31 | 0.31 | 0.31 | 0.31 | 0.31 | 0.31 | 0.31 | 0.31 | 0.31 | 0.31 | 0.31 | 0.31 | 0.31 | 0.31 | 0.31 | 0.31 | 0.31 | 0.31 | 0.31 | 0.31 | 0.303 | 0.297 | 0.29 | 0.304 | 0.319 | 0.339 | 0.363 | 0.393 | 0.393 | 0.393 | 0.393 | 0.393 | 0.393 | 0.393 | 0.393 | 0.393 | 0.393 | 0.393 | 0.33337
NM | Coal | 0.846 | 0.825 | 0.804 | 0.823 | 0.846 | 0.643 | 0.441 | 0.616 | 0.846 | 0.682 | 0.519 | 0.583 | 0.647 | 0.647 | 0.646 | 0.726 | 0.814 | 0.794 | 0.774 | 0.721 | 0.667 | 0.66 | 0.641 | 0.641 | 0.641 | [16 empty] | 0.69972
NM | CSP |  | 0 | 0 | 0 | 0 | 0 | 0 | 0 | 0 | 0 | 0 | 0 | 0 | 0 | 0 | 0 | 0 | 0 | 0 | 0 | 0 | 0 | 0 | 0 | 0 | 0 | 0 | 0 | 0 | 0 | 0 | 0 | 0 | 0 | 0 | [6 empty] | 0
NM | Dist PV | 0.2215 | 0.2215 | 0.2215 | 0.2215 | 0.2215 | 0.2215 | 0.2215 | 0.2215 | 0.2215 | 0.2215 | 0.2215 | 0.2215 | 0.2215 | 0.2215 | 0.2215 | 0.2215 | 0.2215 | 0.2215 | 0.2215 | 0.2215 | 0.2215 | 0.221 | 0.2205 | 0.2185 | 0.2165 | 0.215 | 0.2165 | 0.218 | 0.219 | 0.22 | 0.2215 | 0.2215 | 0.2215 | 0.2215 | 0.2215 | 0.2215 | 0.2215 | 0.221 | 0.221 | 0.221 | 0.221 | 0.22076
NM | Gas CCGT | 0.3885 | 0.4685 | 0.5485 | 0.4855 | 0.4225 | 0.587 | 0.752 | 0.7185 | 0.685 | 0.717 | 0.749 | 0.678 | 0.6065 | 0.578 | 0.549 | 0.44 | 0.331 | 0.244 | 0.156 | 0.1515 | 0.1465 | 0.1105 | 0.075 | 0.068 | 0.061 | 0.0535 | 0.0555 | 0.057 | 0.0585 | 0.061 | 0.0625 | 0.0635 | 0.064 | 0.065 | 0.066 | 0.067 | 0.07 | 0.073 | 0.076 | 0.079 | 0.082 | 0.28709
NM | Gas CT | 0.002 | 0.0025 | 0.0035 | 0.003 | 0.003 | 0.0025 | 0.002 | 0.0025 | 0.003 | 0.0025 | 0.002 | 0.003 | 0.004 | 0.003 | 0.0025 | 0.0015 | 0 | 0 | 0 | 0 | 0 | 0 | 0 | 0 | 0 | 0 | 0 | 0 | 0 | 0 | 0 | 0 | 0 | 0 | 0 | 0 | 0 | 0 | 0 | 0 | 0 | 0.0010366
NM | Geothermal
NM | Hydro | 0.325 | 0.302 | 0.278 | 0.202 | 0.127 | 0.198 | 0.27 | 0.27 | 0.27 | 0.27 | 0.27 | 0.27 | 0.27 | 0.27 | 0.27 | 0.27 | 0.27 | 0.27 | 0.27 | 0.331 | 0.375 | 0.375 | 0.375 | 0.375 | 0.375 | 0.375 | 0.375 | 0.375 | 0.375 | 0.375 | 0.375 | 0.375 | 0.375 | 0.375 | 0.375 | 0.375 | 0.362 | 0.35 | 0.338 | 0.326 | 0.314 | 0.31617
NM | Nuclear
NM | Other | 0 | 0 | 0 | 0 | 0 | 0.0245 | 0.0495 | 0.0245 | 0 | 0.017 | 0.038 | 0.019 | 0 | 0 | 0 | 0 | 0 | 0 | 0 | 0 | 0 | 0 | 0 | 0 | 0 | 0 | 0 | 0 | 0 | 0 | 0 | 0 | 0 | 0 | 0 | 0 | 0 | 0 | 0 | 0 | 0 | 0.0042073
NM | Utility PV | 0.324 | 0.3135 | 0.3135 | 0.3125 | 0.311 | 0.3135 | 0.3135 | 0.313 | 0.3115 | 0.311 | 0.3095 | 0.3115 | 0.3105 | 0.3095 | 0.3085 | 0.307 | 0.3055 | 0.304 | 0.302 | 0.2835 | 0.264 | 0.2805 | 0.2965 | 0.295 | 0.2935 | 0.292 | 0.2905 | 0.289 | 0.2875 | 0.286 | 0.2845 | 0.2855 | 0.2865 | 0.288 | 0.2895 | 0.2905 | 0.29 | 0.29 | 0.29 | 0.291 | 0.292 | 0.29823
NM | Wind offshore
NM | Wind onshore | 0.3085 | 0.31 | 0.312 | 0.3135 | 0.3155 | 0.3245 | 0.3305 | 0.3495 | 0.357 | 0.377 | 0.3895 | 0.392 | 0.3865 | 0.3885 | 0.3905 | 0.391 | 0.392 | 0.388 | 0.3835 | 0.3855 | 0.387 | 0.3765 | 0.3685 | 0.3705 | 0.3725 | 0.3745 | 0.377 | 0.3785 | 0.381 | 0.383 | 0.385 | 0.388 | 0.391 | 0.3945 | 0.398 | 0.401 | 0.4005 | 0.4 | 0.3995 | 0.399 | 0.3985 | 0.37339
NV | NV | 0.3088 | 0.33037 | 0.34672 | 0.35256 | 0.35889 | 0.34353 | 0.31105 | 0.31647 | 0.33433 | 0.31105 | 0.30195 | 0.287 | 0.28714 | 0.29019 | 0.29495 | 0.2979 | 0.30486 | 0.29676 | 0.29033 | 0.28271 | 0.27524 | 0.27048 | 0.26562 | 0.264 | 0.26214 | 0.2398 | 0.2388 | 0.23765 | 0.2363 | 0.23505 | 0.24584 | 0.24674 | 0.24768 | 0.24853 | 0.24937 | 0.26411 | 0.26239 | 0.26072 | 0.25917 | 0.25756 | 0.24538 | 0.2816
NV | Battery | [9 empty] | -0.003 | -0.003 | -0.01 | -0.011 | -0.0145 | -0.0155 | -0.0165 | -0.017 | -0.0295 | -0.0365 | -0.041 | -0.045 | -0.046 | -0.0475 | -0.046 | -0.045 | -0.0445 | -0.05 | -0.0525 | -0.0545 | -0.0555 | -0.0565 | -0.055 | -0.054 | -0.053 | -0.052 | -0.051 | -0.052 | -0.053 | -0.053 | -0.054 | -0.0545 | -0.040935
NV | Biopower |  | 0.522 | 0.522 | 0.522 | 0.522 | 0.522 | 0.522 | 0.522 | 0.522 | 0.522 | 0.522 | 0.522 | 0.522 | 0.522 | 0.522 | 0.522 | 0.522 | 0.522 | 0.522 | 0.522 | 0.522 | 0.522 | 0.522 | 0.518 | 0.5135 | 0.5095 | 0.4935 | 0.478 | 0.462 | 0.4465 | 0.431 | 0.423 | 0.416 | 0.408 | 0.401 | 0.393 | 0.393 | 0.393 | 0.393 | 0.393 | 0.393 | 0.48355
NV | Coal | 0.846 | 0.7805 | 0.709 | 0.775 | 0.846 | 0.536 | 0.2255 | 0.3085 | 0.689 | 0.468 | 0.248 | 0.361 | 0.474 | 0.523 | 0.6 | 0.671 | 0.825 | 0.816 | 0.806 | 0.768 | 0.729 | 0.699 | 0.668 | 0.668 | 0.668 | [16 empty] | 0.6283
NV | CSP | 0 | 0 | 0 | 0 | 0 | 0.341 | 0.341 | 0.341 | 0.341 | 0.341 | 0.341 | 0.341 | 0.341 | 0.341 | 0.341 | 0.341 | 0.341 | 0.341 | 0.341 | 0.341 | 0.341 | 0.341 | 0.341 | 0.341 | 0.341 | 0.341 | 0.341 | 0.341 | 0.341 | 0.341 | 0.682 | 0.682 | 0.682 | 0.682 | 0.682 | 0.682 | 0.682 | 0.682 | 0.682 | 0.682 |  | 0.36723
NV | Dist PV | 0.2205 | 0.2205 | 0.2205 | 0.2205 | 0.2205 | 0.2205 | 0.2205 | 0.2205 | 0.2205 | 0.2205 | 0.2205 | 0.2205 | 0.2205 | 0.2205 | 0.2205 | 0.2205 | 0.2205 | 0.2155 | 0.2105 | 0.1605 | 0.1115 | 0.1245 | 0.1375 | 0.142 | 0.146 | 0.1505 | 0.1565 | 0.162 | 0.1675 | 0.173 | 0.1785 | 0.1865 | 0.195 | 0.203 | 0.211 | 0.2185 | 0.219 | 0.2195 | 0.22 | 0.22 | 0.2205 | 0.1975
NV | Gas CCGT | 0.303 | 0.331 | 0.355 | 0.3885 | 0.421 | 0.417 | 0.413 | 0.38 | 0.347 | 0.3655 | 0.3845 | 0.332 | 0.279 | 0.293 | 0.3065 | 0.3025 | 0.298 | 0.2685 | 0.239 | 0.234 | 0.229 | 0.1915 | 0.154 | 0.139 | 0.123 | 0.107 | 0.103 | 0.0985 | 0.094 | 0.0895 | 0.0845 | 0.083 | 0.081 | 0.0795 | 0.0775 | 0.0765 | 0.076 | 0.0755 | 0.0755 | 0.075 | 0.075 | 0.21574
NV | Gas CT | 0 | 0 | 0 | 0 | 0 | 0 | 0 | 0 | 0 | 0 | 0 | 0 | 0 | 0 | 0 | 0 | 0 | 0 | 0 | 0 | 0 | 0 | 0 | 0 | 0 | 0 | 0 | 0 | 0 | 0 | 0 | 0 | 0 | 0 | 0 | 0 | 0 | 0 | 0 | 0 | 0 | 0
NV | Geothermal | 0.75 | 0.75 | 0.75 | 0.75 | 0.75 | 0.75 | 0.75 | 0.75 | 0.75 | 0.75 | 0.75 | 0.75 | 0.75 | 0.75 | 0.75 | 0.75 | 0.75 | 0.75 | 0.75 | 0.75 | 0.75 | 0.75 | 0.75 | 0.75 | 0.75 | 0.749 | 0.75 | 0.75 | 0.75 | 0.75 | 0.75 | 0.75 | 0.75 | 0.75 | 0.75 | 0.75 | 0.75 | 0.75 | 0.75 | 0.75 | 0.75 | 0.74998
NV | Hydro | 0.4205 | 0.45 | 0.4795 | 0.4335 | 0.388 | 0.395 | 0.402 | 0.402 | 0.402 | 0.402 | 0.402 | 0.402 | 0.402 | 0.402 | 0.402 | 0.402 | 0.402 | 0.402 | 0.402 | 0.402 | 0.402 | 0.402 | 0.402 | 0.402 | 0.402 | 0.402 | 0.402 | 0.402 | 0.402 | 0.402 | 0.402 | 0.402 | 0.402 | 0.402 | 0.402 | 0.402 | 0.3945 | 0.387 | 0.3795 | 0.372 | 0.3645 | 0.40302
NV | Nuclear
NV | Other | 0 | 0 | 0 | 0 | 0 | 0 | 0 | 0 | 0 | 0 | 0 | 0 | 0 | 0 | 0 | 0 | 0 | 0 | 0 | 0 | 0 | 0 | 0 | 0 | 0 | 0 | 0 | 0 | 0 | 0 | 0 | 0 | 0 | 0 | 0 | 0 | 0 | 0 | 0 | 0 |  | 0
NV | Utility PV | 0.302 | 0.306 | 0.306 | 0.305 | 0.304 | 0.3035 | 0.3025 | 0.304 | 0.3035 | 0.303 | 0.303 | 0.3015 | 0.3005 | 0.2975 | 0.2965 | 0.2955 | 0.2955 | 0.292 | 0.29 | 0.2895 | 0.289 | 0.2865 | 0.2845 | 0.281 | 0.278 | 0.2745 | 0.2745 | 0.274 | 0.2735 | 0.2735 | 0.273 | 0.2735 | 0.2735 | 0.274 | 0.274 | 0.274 | 0.2735 | 0.2725 | 0.272 | 0.2725 | 0.272 | 0.28749
NV | Wind offshore
NV | Wind onshore |  | 0.307 | 0.307 | 0.307 | 0.307 | 0.307 | 0.307 | 0.307 | 0.307 | 0.349 | 0.349 | 0.349 | 0.349 | 0.349 | 0.349 | 0.3505 | 0.3515 | 0.3215 | 0.3025 | 0.3015 | 0.301 | 0.294 | 0.2865 | 0.286 | 0.285 | 0.2835 | 0.2925 | 0.2985 | 0.3025 | 0.3055 | 0.307 | 0.315 | 0.3235 | 0.3315 | 0.3395 | 0.348 | 0.3415 | 0.336 | 0.3295 | 0.3235 | 0.3175 | 0.31936
NY | NY | 0.329 | 0.32706 | 0.33056 | 0.32359 | 0.32329 | 0.32018 | 0.314 | 0.31424 | 0.31424 | 0.29744 | 0.29967 | 0.3168 | 0.31745 | 0.31581 | 0.30805 | 0.31 | 0.31371 | 0.31095 | 0.30852 | 0.301 | 0.2931 | 0.27781 | 0.26214 | 0.25795 | 0.25457 | 0.248 | 0.24775 | 0.2476 | 0.2476 | 0.2478 | 0.24845 | 0.2503 | 0.2523 | 0.25425 | 0.25625 | 0.24437 | 0.24516 | 0.24632 | 0.24847 | 0.25184 | 0.22178 | 0.2818
NY | Battery | -0.001 | -0.001 | -0.001 | -0.004 | -0.007 | -0.004 | -0.001 | 0 | 0 | -0.0155 | -0.0155 | -0.01 | -0.007 | -0.007 | -0.007 | -0.0085 | -0.009 | -0.0125 | -0.015 | -0.022 | -0.027 | -0.0415 | -0.056 | -0.0615 | -0.067 | -0.0725 | -0.0725 | -0.0725 | -0.0725 | -0.072 | -0.072 | -0.0705 | -0.069 | -0.068 | -0.067 | -0.066 | -0.0655 | -0.064 | -0.063 | -0.0615 | -0.0605 | -0.040562
NY | Biopower | 0.458 | 0.44 | 0.423 | 0.442 | 0.461 | 0.4595 | 0.457 | 0.457 | 0.457 | 0.457 | 0.457 | 0.451 | 0.4455 | 0.446 | 0.447 | 0.4485 | 0.4495 | 0.4475 | 0.4455 | 0.4405 | 0.4355 | 0.4365 | 0.4375 | 0.4355 | 0.434 | 0.432 | 0.441 | 0.4515 | 0.463 | 0.476 | 0.4905 | 0.4925 | 0.4945 | 0.497 | 0.4995 | 0.483 | 0.47 | 0.458 | 0.445 | 0.431 | 0.417 | 0.45416
NY | Coal | 0.843 | 0.762 | 0.68 | 0.652 | 0.619 | 0.464 | 0.26 | 0.363 | 0.466 | 0.451 | 0.436 | 0.497 | 0.558 | 0.508 | 0.459 | 0.525 | 0.635 | 0.648 | 0.661 | 0.587 | 0.5 | 0.413 | 0.325 | 0.325 | 0.325 | [16 empty] | 0.51848
NY | CSP
NY | Dist PV | 0.156 | 0.156 | 0.1555 | 0.156 | 0.156 | 0.156 | 0.156 | 0.156 | 0.156 | 0.156 | 0.156 | 0.156 | 0.156 | 0.156 | 0.156 | 0.156 | 0.156 | 0.156 | 0.156 | 0.156 | 0.156 | 0.156 | 0.156 | 0.156 | 0.156 | 0.156 | 0.156 | 0.156 | 0.156 | 0.156 | 0.156 | 0.156 | 0.156 | 0.156 | 0.156 | 0.156 | 0.156 | 0.156 | 0.156 | 0.156 | 0.156 | 0.15599
NY | Gas CCGT | 0.5225 | 0.6015 | 0.677 | 0.6725 | 0.6675 | 0.7095 | 0.751 | 0.703 | 0.6555 | 0.679 | 0.702 | 0.681 | 0.6605 | 0.6025 | 0.5445 | 0.528 | 0.511 | 0.4765 | 0.4425 | 0.413 | 0.3835 | 0.279 | 0.175 | 0.167 | 0.159 | 0.151 | 0.1525 | 0.153 | 0.1545 | 0.155 | 0.1565 | 0.1575 | 0.1585 | 0.1595 | 0.161 | 0.1625 | 0.1625 | 0.162 | 0.1625 | 0.163 | 0.163 | 0.38777
NY | Gas CT | 0.0045 | 0.005 | 0.006 | 0.0055 | 0.005 | 0.007 | 0.009 | 0.0065 | 0.0035 | 0.0055 | 0.0075 | 0.0065 | 0.004 | 0.003 | 0.0015 | 0.0015 | 0.0015 | 0.0015 | 0.0015 | 0.0015 | 0.0015 | 0.0005 | 0 | 0 | 0 | 0 | 0 | 0 | 0 | 0 | 0 | 0 | 0 | 0 | 0 | 0 | 0 | 0 | 0 | 0 | 0 | 0.0021829
NY | Geothermal
NY | Hydro | 0.485 | 0.481 | 0.477 | 0.47 | 0.463 | 0.468 | 0.474 | 0.475 | 0.475 | 0.477 | 0.479 | 0.479 | 0.48 | 0.479 | 0.479 | 0.479 | 0.479 | 0.479 | 0.48 | 0.48 | 0.48 | 0.475 | 0.471 | 0.468 | 0.466 | 0.463 | 0.463 | 0.463 | 0.462 | 0.462 | 0.462 | 0.462 | 0.462 | 0.462 | 0.463 | 0.463 | 0.465 | 0.466 | 0.468 | 0.47 | 0.472 | 0.47137
NY | Nuclear | 0.902 | 0.902 | 0.902 | 0.902 | 0.902 | 0.902 | 0.902 | 0.902 | 0.902 | 0.902 | 0.902 | 0.902 | 0.902 | 0.902 | 0.902 | 0.902 | 0.902 | 0.902 | 0.902 | 0.902 | 0.902 | 0.902 | 0.902 | 0.902 | 0.902 | 0.902 | 0.902 | 0.902 | 0.902 | 0.902 | 0.902 | 0.902 | 0.902 | 0.902 | 0.902 | 0.902 | 0.902 | 0.902 | 0.902 | 0.902 |  | 0.902
NY | Other | 0.0615 | 0.0705 | 0.0785 | 0.0835 | 0.0885 | 0.0925 | 0.096 | 0.095 | 0.094 | 0.0905 | 0.087 | 0.081 | 0.0745 | 0.076 | 0.077 | 0.074 | 0.071 | 0.0775 | 0.084 | 0.0845 | 0.085 | 0.0845 | 0.084 | 0.0855 | 0.0865 | 0.088 | 0.0925 | 0.097 | 0.1025 | 0.1085 | 0.116 | 0.118 | 0.12 | 0.1225 | 0.1245 | 0.127 | 0.143 | 0.163 | 0.1905 | 0.2285 | 0.2855 | 0.10462
NY | Utility PV |  | 0.232 | 0.232 | 0.2205 | 0.22 | 0.22 | 0.2195 | 0.2195 | 0.219 | 0.218 | 0.217 | 0.216 | 0.215 | 0.214 | 0.213 | 0.212 | 0.211 | 0.2095 | 0.2085 | 0.2075 | 0.2065 | 0.212 | 0.212 | 0.211 | 0.21 | 0.209 | 0.2085 | 0.208 | 0.207 | 0.2065 | 0.206 | 0.205 | 0.2045 | 0.2035 | 0.203 | 0.202 | 0.2025 | 0.203 | 0.205 | 0.208 | 0.215 | 0.21128
NY | Wind offshore | [11 empty] | 0.437 | 0.437 | 0.4415 | 0.4415 | 0.4415 | 0.4415 | 0.4405 | 0.44 | 0.4395 | 0.4395 | 0.438 | 0.437 | 0.409 | 0.3895 | 0.3755 | 0.385 | 0.3945 | 0.404 | 0.413 | 0.4225 | 0.4235 | 0.425 | 0.4265 | 0.4275 | 0.4285 | 0.4295 | 0.43 | 0.4305 | 0.4315 | 0.432 | 0.42466
NY | Wind onshore | 0.301 | 0.311 | 0.319 | 0.321 | 0.323 | 0.324 | 0.326 | 0.328 | 0.329 | 0.343 | 0.355 | 0.429 | 0.4375 | 0.4395 | 0.441 | 0.449 | 0.4535 | 0.454 | 0.455 | 0.4555 | 0.456 | 0.457 | 0.458 | 0.4585 | 0.4585 | 0.4585 | 0.432 | 0.406 | 0.3795 | 0.353 | 0.327 | 0.339 | 0.3515 | 0.3635 | 0.3755 | 0.3875 | 0.3825 | 0.377 | 0.3715 | 0.3655 | 0.3605 | 0.3978
OH | OH | 0.27592 | 0.30389 | 0.30393 | 0.28957 | 0.28853 | 0.28006 | 0.269 | 0.29587 | 0.29475 | 0.30339 | 0.3067 | 0.30637 | 0.2855 | 0.28526 | 0.28479 | 0.28185 | 0.27821 | 0.26251 | 0.2572 | 0.25319 | 0.24736 | 0.24239 | 0.24226 | 0.22974 | 0.21977 | 0.19385 | 0.19585 | 0.19755 | 0.19933 | 0.20103 | 0.20894 | 0.20934 | 0.20959 | 0.20956 | 0.20959 | 0.20956 | 0.20653 | 0.2035 | 0.20034 | 0.19728 | 0.19412 | 0.24675
OH | Battery | 0 | -0.01 | -0.019 | -0.008 | -0.006 | -0.002 | -0.00033333 | -0.00033333 | -0.00033333 | 0 | 0 | 0 | 0 | -0.001 | -0.002 | -0.010333 | -0.019 | -0.04575 | -0.05525 | -0.06375 | -0.06475 | -0.06625 | -0.06675 | -0.06275 | -0.06125 | -0.06025 | -0.06175 | -0.0635 | -0.0645 | -0.06525 | -0.06625 | -0.0655 | -0.06425 | -0.064 | -0.06325 | -0.06275 | -0.06175 | -0.0605 | -0.0595 | -0.05825 | -0.05725 | -0.043906
OH | Biopower | 0.482 | 0.491 | 0.4965 | 0.4905 | 0.4845 | 0.472 | 0.459 | 0.48 | 0.48 | 0.48 | 0.48 | 0.48 | 0.48 | 0.48 | 0.48 | 0.48 | 0.48 | 0.48 | 0.48 | 0.48 | 0.48 | 0.48 | 0.48 | 0.48 | 0.48 | 0.48 | 0.48 | 0.48 | 0.48 | 0.48 | 0.48 | 0.483 | 0.486 | 0.489 | 0.49233 | 0.49533 | 0.48433 | 0.47333 | 0.462 | 0.451 | 0.44 | 0.47914
OH | Coal | 0.723 | 0.6545 | 0.56575 | 0.6165 | 0.6735 | 0.62075 | 0.55233 | 0.557 | 0.562 | 0.54067 | 0.51567 | 0.51033 | 0.50567 | 0.52433 | 0.543 | 0.54967 | 0.55633 | 0.55 | 0.543 | 0.48567 | 0.43767 | 0.38933 | 0.475 | 0.475 | 0.475 | [16 empty] | 0.55428
OH | CSP
OH | Dist PV | 0.1535 | 0.15375 | 0.15375 | 0.15375 | 0.15375 | 0.15375 | 0.15375 | 0.15375 | 0.15375 | 0.15375 | 0.15375 | 0.15375 | 0.15375 | 0.15375 | 0.15375 | 0.15375 | 0.15375 | 0.15125 | 0.14975 | 0.15225 | 0.15375 | 0.15375 | 0.15375 | 0.15375 | 0.15375 | 0.15375 | 0.15375 | 0.15375 | 0.15375 | 0.15375 | 0.15375 | 0.15375 | 0.15375 | 0.15375 | 0.15375 | 0.15375 | 0.15375 | 0.15375 | 0.15375 | 0.15375 | 0.15375 | 0.15355
OH | Gas CCGT | 0.19 | 0.7535 | 0.887 | 0.772 | 0.6575 | 0.772 | 0.887 | 0.89433 | 0.893 | 0.896 | 0.89933 | 0.89933 | 0.89933 | 0.89267 | 0.886 | 0.86167 | 0.83733 | 0.80933 | 0.78067 | 0.759 | 0.737 | 0.73533 | 0.73367 | 0.62167 | 0.50967 | 0.398 | 0.41467 | 0.431 | 0.448 | 0.46467 | 0.48133 | 0.475 | 0.469 | 0.46267 | 0.457 | 0.45133 | 0.42767 | 0.40433 | 0.381 | 0.35767 | 0.33433 | 0.63834
OH | Gas CT | 0.0035 | 0.0255 | 0.0475 | 0.02825 | 0.008 | 0.03025 | 0.047 | 0.0355 | 0.02425 | 0.066 | 0.10875 | 0.0845 | 0.05975 | 0.047 | 0.03425 | 0.02225 | 0.0095 | 0.0075 | 0.00475 | 0.00425 | 0.00325 | 0.00275 | 0.00225 | 0.0015 | 0.00075 | 0 | 0 | 0 | 0 | 0 | 0 | 0 | 0 | 0 | 0 | 0 | 0 | 0 | 0 | 0 | 0 | 0.017287
OH | Geothermal
OH | Hydro | 0.339 | 0.3275 | 0.315 | 0.356 | 0.397 | 0.368 | 0.339 | 0.339 | 0.339 | 0.339 | 0.339 | 0.339 | 0.339 | 0.339 | 0.339 | 0.339 | 0.339 | 0.339 | 0.339 | 0.339 | 0.339 | 0.339 | 0.339 | 0.339 | 0.339 | 0.339 | 0.339 | 0.339 | 0.339 | 0.339 | 0.339 | 0.339 | 0.339 | 0.339 | 0.339 | 0.339 | 0.339 | 0.339 | 0.339 | 0.339 | 0.339 | 0.34067
OH | Nuclear | Column Labels 2010: 0.902; Column Labels 2011: 0.902; Column Labels 2012: 0.902; Column Labels 2013: 0.902; Column Labels 2014: 0.902; Column Labels 2015: 0.902; Column Labels 2016: 0.902; Column Labels 2017: 0.902; Column Labels 2018: 0.902; Column Labels 2019: 0.902; Column Labels 2020: 0.902; Column Labels 2021: 0.902 | 0.902
OH | Other | 0 | 0.00525 | 0.0105 | 0.0055 | 0 | 0 | 0 | 0 | 0 | 0.00025 | 0.0005 | 0.00025 | 0 | 0 | 0 | 0 | 0 | 0 | 0 | 0 | 0 | 0 | 0 | 0 | 0 | 0 | 0 | 0 | 0 | 0 | 0 | 0 | 0 | 0 | 0 | 0 | 0 | 0 | 0 | 0 | 0 | 0.0005817
OH | Utility PV | 0.23 | 0.229 | 0.229 | 0.22867 | 0.228 | 0.22733 | 0.22633 | 0.22633 | 0.226 | 0.225 | 0.22367 | 0.2255 | 0.225 | 0.22575 | 0.22525 | 0.22375 | 0.22275 | 0.22175 | 0.22075 | 0.2235 | 0.22325 | 0.22225 | 0.22125 | 0.22025 | 0.219 | 0.21775 | 0.21675 | 0.2155 | 0.2145 | 0.2135 | 0.21225 | 0.21125 | 0.21025 | 0.20925 | 0.20825 | 0.207 | 0.206 | 0.205 | 0.204 | 0.203 | 0.202 | 0.2181
OH | Wind offshore | [9 empty] | 0.458 | 0.458 | 0.458 | 0.458 | 0.458 | 0.458 | 0.458 | 0.458 | 0.438 | 0.418 | 0.438 | 0.458 | 0.449 | 0.439 | 0.339 | 0.334 | 0.332 | 0.352 | 0.365 | 0.375 | 0.382 | 0.387 | 0.405 | 0.413 | 0.418 | 0.421 | 0.423 | 0.429 | 0.433 | 0.437 | 0.44 | 0.442 | 0.41972
OH | Wind onshore | 0.301 | 0.3295 | 0.331 | 0.331 | 0.3315 | 0.3305 | 0.33 | 0.3295 | 0.329 | 0.3345 | 0.3375 | 0.38667 | 0.38733 | 0.38967 | 0.391 | 0.40167 | 0.405 | 0.405 | 0.405 | 0.39 | 0.38575 | 0.38375 | 0.38225 | 0.3795 | 0.378 | 0.377 | 0.3785 | 0.38 | 0.3815 | 0.383 | 0.3845 | 0.386 | 0.388 | 0.38975 | 0.39125 | 0.39325 | 0.3935 | 0.39375 | 0.3935 | 0.39375 | 0.39375 | 0.37928
OK | OK | 0.28573 | 0.30154 | 0.28669 | 0.27531 | 0.28225 | 0.28967 | 0.28339 | 0.28311 | 0.28517 | 0.28274 | 0.27889 | 0.27011 | 0.25305 | 0.25335 | 0.2559 | 0.22564 | 0.22332 | 0.21623 | 0.21224 | 0.19509 | 0.19095 | 0.187 | 0.18 | 0.1759 | 0.17238 | 0.16919 | 0.16933 | 0.16948 | 0.16967 | 0.1699 | 0.17019 | 0.17062 | 0.17081 | 0.1711 | 0.17138 | 0.17157 | 0.17186 | 0.1721 | 0.17214 | 0.17252 | 0.17271 | 0.2117
OK | Battery | [15 empty] | -0.0705 | -0.0705 | -0.0715 | -0.072 | -0.072667 | -0.072667 | -0.073 | -0.073667 | -0.072333 | -0.071667 | -0.070667 | -0.071333 | -0.072 | -0.073 | -0.073667 | -0.074 | -0.073667 | -0.073667 | -0.073333 | -0.073333 | -0.073 | -0.072333 | -0.071333 | -0.071 | -0.07 | -0.068667 | -0.072189
OK | Biopower |  | 0.522 | 0.522 | 0.522 | 0.522 | 0.522 | 0.522 | 0.522 | 0.522 | 0.522 | 0.522 | 0.522 | 0.522 | 0.522 | 0.522 | 0.522 | 0.522 | 0.522 | 0.522 | 0.522 | 0.522 | 0.522 | 0.522 | 0.522 | 0.522 | 0.522 | 0.522 | 0.522 | 0.522 | 0.522 | 0.522 | 0.522 | 0.522 | 0.522 | 0.522 | 0.522 | 0.504 | 0.485 | 0.466 | 0.448 | 0.429 | 0.51505
OK | Coal | Column Labels 2010: 0.846; Column Labels 2011: 0.6965; Column Labels 2012: 0.5475; Column Labels 2013: 0.679; Column Labels 2014: 0.811; Column Labels 2015: 0.5985; Column Labels 2016: 0.314; Column Labels 2017: 0.3865; Column Labels 2018: 0.476; Column Labels 2019: 0.3855; Column Labels 2020: 0.282; Column Labels 2021: 0.227; Column Labels 2022: 0.1175; Column Labels 2023: 0.152; Column Labels 2024: 0.21; Column Labels 2025: 0.254; Column Labels 2026: 0.2785; Column Labels 2027: 0.256; Column Labels 2028: 0.319; Column Labels 2029: 0.282; Column Labels 2030: 0.245; Column Labels 2031: 0.245 | 0.40315
OK | CSP
OK | Dist PV |  |  |  | 0.18933 | 0.18933 | 0.18933 | 0.18933 | 0.18933 | 0.18933 | 0.18933 | 0.18933 | 0.18933 | 0.18933 | 0.18933 | 0.18933 | 0.18933 | 0.18933 | 0.18933 | 0.18933 | 0.18933 | 0.18933 | 0.18933 | 0.18933 | 0.18933 | 0.18933 | 0.18933 | 0.18933 | 0.18933 | 0.18933 | 0.18933 | 0.18933 | 0.18933 | 0.18933 | 0.18933 | 0.18933 | 0.18933 | 0.18933 | 0.18933 | 0.18933 | 0.18933 | 0.18933 | 0.18933
OK | Gas CCGT | 0.2445 | 0.3935 | 0.53 | 0.428 | 0.3265 | 0.5125 | 0.699 | 0.64 | 0.5825 | 0.6235 | 0.665 | 0.6335 | 0.6015 | 0.583 | 0.5635 | 0.526 | 0.4885 | 0.4355 | 0.383 | 0.356 | 0.33 | 0.2965 | 0.263 | 0.2365 | 0.2105 | 0.1845 | 0.1835 | 0.1825 | 0.182 | 0.1815 | 0.181 | 0.181 | 0.181 | 0.181 | 0.181 | 0.1815 | 0.18 | 0.179 | 0.1775 | 0.1765 | 0.1755 | 0.35222
OK | Gas CT | 0.004 | 0.004 | 0.004 | 0.004 | 0.004 | 0.0065 | 0.0085 | 0.0095 | 0.0105 | 0.0125 | 0.015 | 0.018 | 0.0215 | 0.02 | 0.0185 | 0.0115 | 0.0035 | 0.0035 | 0.0035 | 0.003 | 0.002 | 0.0015 | 0.0005 | 0.0005 | 0 | 0 | 0 | 0 | 0 | 0 | 0 | 0.0005 | 0.0005 | 0.001 | 0.0015 | 0.0015 | 0.0015 | 0.001 | 0.0005 | 0.0005 | 0 | 0.0048415
OK | Geothermal
OK | Hydro | 0.314 | 0.2235 | 0.1325 | 0.156 | 0.179 | 0.2005 | 0.223 | 0.222 | 0.2215 | 0.223 | 0.225 | 0.2205 | 0.2155 | 0.2175 | 0.2195 | 0.215 | 0.211 | 0.212 | 0.213 | 0.212 | 0.211 | 0.2105 | 0.21 | 0.212 | 0.214 | 0.216 | 0.2155 | 0.215 | 0.2145 | 0.2145 | 0.214 | 0.215 | 0.216 | 0.217 | 0.218 | 0.219 | 0.219 | 0.219 | 0.219 | 0.219 | 0.219 | 0.21422
OK | Nuclear
OK | Other | 0 | 0 | 0 | 0 | 0 | 0.016 | 0.032 | 0.019 | 0.0055 | 0.027 | 0.0495 | 0.033 | 0.0165 | 0.0115 | 0.0065 | 0.003 | 0 | 0 | 0 | 0 | 0 | 0 | 0 | 0 | 0 | 0 | 0 | 0 | 0 | 0 | 0 | 0 | 0 | 0 | 0 | 0 | 0 | 0 | 0 | 0 | 0 | 0.0053537
OK | Utility PV | [5 empty] | 0.282 | 0.282 | 0.274 | 0.273 | 0.2815 | 0.281 | 0.284 | 0.2845 | 0.27333 | 0.27267 | 0.27267 | 0.272 | 0.27033 | 0.269 | 0.26767 | 0.26633 | 0.265 | 0.26333 | 0.26167 | 0.26067 | 0.25933 | 0.258 | 0.25633 | 0.25533 | 0.254 | 0.25267 | 0.25333 | 0.253 | 0.25267 | 0.25267 | 0.252 | 0.25133 | 0.25033 | 0.24967 | 0.249 | 0.248 | 0.26208
OK | Wind offshore
OK | Wind onshore | 0.326 | 0.3815 | 0.3885 | 0.3905 | 0.3925 | 0.39133 | 0.392 | 0.39267 | 0.39267 | 0.392 | 0.39133 | 0.40333 | 0.40133 | 0.39633 | 0.39133 | 0.39267 | 0.395 | 0.395 | 0.39533 | 0.39767 | 0.39967 | 0.39533 | 0.39133 | 0.37933 | 0.37133 | 0.36533 | 0.36933 | 0.37367 | 0.37767 | 0.38167 | 0.386 | 0.387 | 0.388 | 0.389 | 0.39 | 0.39067 | 0.39967 | 0.40867 | 0.417 | 0.426 | 0.43433 | 0.39192
OR | OR | 0.3455 | 0.32771 | 0.32376 | 0.30021 | 0.29821 | 0.28563 | 0.27253 | 0.28274 | 0.29279 | 0.25057 | 0.23871 | 0.24891 | 0.25833 | 0.25771 | 0.2571 | 0.25257 | 0.24738 | 0.24286 | 0.23895 | 0.23571 | 0.23238 | 0.23048 | 0.22876 | 0.23509 | 0.23132 | 0.22741 | 0.23074 | 0.22643 | 0.22217 | 0.21783 | 0.2137 | 0.21317 | 0.2123 | 0.21143 | 0.21043 | 0.20935 | 0.20587 | 0.20243 | 0.199 | 0.19535 | 0.19161 | 0.24065
OR | Battery |  |  |  | -0.019 | -0.019 | -0.029 | -0.039 | -0.036 | -0.033 | -0.028333 | -0.028333 | -0.019667 | -0.016333 | -0.017667 | -0.019 | -0.016333 | -0.015 | -0.022333 | -0.027 | -0.03 | -0.033667 | -0.037667 | -0.040333 | -0.042 | -0.043 | -0.044 | -0.044333 | -0.044333 | -0.044 | -0.044 | -0.043333 | -0.042667 | -0.042667 | -0.042333 | -0.042667 | -0.043 | -0.046 | -0.048667 | -0.052 | -0.055333 | -0.06 | -0.036304
OR | Biopower | 0.2165 | 0.206 | 0.1975 | 0.214 | 0.228 | 0.2155 | 0.2025 | 0.2025 | 0.2025 | 0.2025 | 0.2025 | 0.2025 | 0.2025 | 0.2025 | 0.2025 | 0.2025 | 0.2025 | 0.2025 | 0.2025 | 0.2025 | 0.2025 | 0.207 | 0.211 | 0.2145 | 0.2185 | 0.224 | 0.226 | 0.2285 | 0.231 | 0.234 | 0.238 | 0.2345 | 0.2305 | 0.2265 | 0.2225 | 0.218 | 0.209 | 0.1995 | 0.1905 | 0.1815 | 0.172 | 0.21054
OR | Coal | Column Labels 2010: 0.846; Column Labels 2011: 0.844; Column Labels 2012: 0.841; Column Labels 2013: 0.843; Column Labels 2014: 0.846; Column Labels 2015: 0.509; Column Labels 2016: 0.172; Column Labels 2017: 0.398; Column Labels 2018: 0.624; Column Labels 2019: 0.332; Column Labels 2020: 0.04; Column Labels 2021: 0.04 | 0.52792
OR | CSP
OR | Dist PV | 0.16767 | 0.16767 | 0.16767 | 0.16767 | 0.16767 | 0.16767 | 0.16767 | 0.16767 | 0.16767 | 0.16767 | 0.16767 | 0.16767 | 0.16767 | 0.16767 | 0.16767 | 0.16767 | 0.16767 | 0.16767 | 0.16767 | 0.16767 | 0.16767 | 0.166 | 0.165 | 0.166 | 0.167 | 0.16767 | 0.16767 | 0.16767 | 0.16767 | 0.16767 | 0.16767 | 0.16767 | 0.16767 | 0.16767 | 0.16767 | 0.16767 | 0.16767 | 0.16767 | 0.16767 | 0.16767 | 0.16767 | 0.1675
OR | Gas CCGT | 0.729 | 0.6295 | 0.53 | 0.593 | 0.656 | 0.6885 | 0.719 | 0.699 | 0.679 | 0.6995 | 0.72 | 0.71 | 0.7 | 0.6995 | 0.699 | 0.6415 | 0.584 | 0.5565 | 0.529 | 0.513 | 0.4975 | 0.4855 | 0.474 | 0.424 | 0.3725 | 0.318 | 0.2655 | 0.2125 | 0.159 | 0.105 | 0.051 | 0.0495 | 0.048 | 0.047 | 0.0455 | 0.044 | 0.041 | 0.0375 | 0.034 | 0.0305 | 0.0275 | 0.40839
OR | Gas CT | 0.002 | 0.001 | 0 | 0.001 | 0.0025 | 0.0015 | 0.0005 | 0.001 | 0.001 | 0.0005 | 0.0005 | 0 | 0 | 0 | 0 | 0 | 0 | 0 | 0 | 0 | 0 | 0 | 0 | 0 | 0 | 0 | 0 | 0 | 0 | 0 | 0 | 0 | 0 | 0 | 0 | 0 | 0 | 0 | 0 | 0 | 0 | 0.00028049
OR | Geothermal
OR | Hydro | 0.43033 | 0.482 | 0.53333 | 0.46767 | 0.40133 | 0.42533 | 0.449 | 0.449 | 0.449 | 0.44967 | 0.45 | 0.45 | 0.45 | 0.45 | 0.45 | 0.45 | 0.45 | 0.45 | 0.45 | 0.45 | 0.45 | 0.45033 | 0.45067 | 0.45067 | 0.45067 | 0.45067 | 0.45067 | 0.45067 | 0.45067 | 0.45067 | 0.45067 | 0.444 | 0.437 | 0.43033 | 0.42333 | 0.41667 | 0.402 | 0.38733 | 0.373 | 0.358 | 0.34367 | 0.43923
OR | Nuclear
OR | Other
OR | Utility PV |  | 0.2475 | 0.2475 | 0.24833 | 0.24767 | 0.24833 | 0.24833 | 0.24833 | 0.248 | 0.24733 | 0.24667 | 0.24567 | 0.24467 | 0.24367 | 0.242 | 0.24067 | 0.23967 | 0.242 | 0.24133 | 0.23967 | 0.23767 | 0.237 | 0.23633 | 0.24033 | 0.24 | 0.239 | 0.238 | 0.237 | 0.236 | 0.23467 | 0.233 | 0.232 | 0.231 | 0.23 | 0.229 | 0.228 | 0.225 | 0.22267 | 0.21967 | 0.216 | 0.21167 | 0.23762
OR | Wind offshore | Column Labels 2033: 0.453; Column Labels 2034: 0.453; Column Labels 2035: 0.453; Column Labels 2036: 0.4265; Column Labels 2037: 0.425; Column Labels 2038: 0.424; Column Labels 2039: 0.423; Column Labels 2040: 0.4225; Column Labels 2041: 0.429; Column Labels 2042: 0.434; Column Labels 2043: 0.437; Column Labels 2044: 0.4405; Column Labels 2045: 0.443; Column Labels 2046: 0.442; Column Labels 2047: 0.441; Column Labels 2048: 0.4405; Column Labels 2049: 0.44; Column Labels 2050: 0.4395 | 0.43558
OR | Wind onshore | 0.302 | 0.305 | 0.305 | 0.3065 | 0.308 | 0.306 | 0.303 | 0.305 | 0.3065 | 0.308 | 0.3095 | 0.36 | 0.36067 | 0.359 | 0.358 | 0.36333 | 0.365 | 0.35667 | 0.353 | 0.34567 | 0.33833 | 0.336 | 0.333 | 0.33233 | 0.33667 | 0.342 | 0.345 | 0.34767 | 0.35033 | 0.353 | 0.356 | 0.358 | 0.35967 | 0.36167 | 0.36367 | 0.36567 | 0.36833 | 0.371 | 0.374 | 0.37667 | 0.38 | 0.34629
PA | PA | 0.30572 | 0.32119 | 0.33719 | 0.32348 | 0.32326 | 0.33244 | 0.34007 | 0.33248 | 0.32481 | 0.31696 | 0.31226 | 0.32561 | 0.32442 | 0.32315 | 0.32181 | 0.32362 | 0.32554 | 0.30885 | 0.30689 | 0.27976 | 0.2791 | 0.27166 | 0.27536 | 0.25859 | 0.25324 | 0.22341 | 0.23179 | 0.23204 | 0.23225 | 0.23261 | 0.233 | 0.2315 | 0.23107 | 0.23093 | 0.23093 | 0.23967 | 0.24056 | 0.24093 | 0.241 | 0.24093 | 0.24078 | 0.27975
PA | Battery |  |  |  | 0 | 0 | 0 | 0 | 0 | 0 | -0.011 | -0.022 | -0.026 | -0.029 | -0.029 | -0.028 | -0.019 | -0.01 | -0.0445 | -0.0495 | -0.059 | -0.06125 | -0.0595 | -0.062 | -0.06 | -0.0595 | -0.05925 | -0.06175 | -0.0635 | -0.06525 | -0.0665 | -0.06725 | -0.066 | -0.065 | -0.064 | -0.06325 | -0.0625 | -0.06175 | -0.06075 | -0.06025 | -0.05975 | -0.059 | -0.054933
PA | Biopower | 0.512 | 0.511 | 0.51 | 0.51633 | 0.52267 | 0.51033 | 0.49767 | 0.49767 | 0.49733 | 0.455 | 0.413 | 0.44933 | 0.48533 | 0.50333 | 0.521 | 0.521 | 0.521 | 0.521 | 0.521 | 0.51867 | 0.51633 | 0.51633 | 0.51633 | 0.50833 | 0.50033 | 0.49233 | 0.49233 | 0.49233 | 0.49233 | 0.49233 | 0.49267 | 0.49233 | 0.492 | 0.49133 | 0.491 | 0.49 | 0.481 | 0.472 | 0.46167 | 0.45033 | 0.438 | 0.49454
PA | Coal | 0.8295 | 0.7795 | 0.723 | 0.775 | 0.8415 | 0.791 | 0.7215 | 0.752 | 0.783 | 0.646 | 0.4845 | 0.5355 | 0.586 | 0.565 | 0.544 | 0.5875 | 0.631 | 0.6375 | 0.644 | 0.666 | 0.6985 | 0.6395 | 0.579 | 0.579 | 0.579 | [16 empty] | 0.66392
PA | CSP
PA | Dist PV | 0.15575 | 0.15575 | 0.15575 | 0.15575 | 0.15575 | 0.15575 | 0.15575 | 0.15575 | 0.15575 | 0.15575 | 0.15575 | 0.15575 | 0.15575 | 0.15575 | 0.15575 | 0.15575 | 0.15575 | 0.15575 | 0.15575 | 0.15575 | 0.15575 | 0.15325 | 0.1515 | 0.15325 | 0.1545 | 0.15575 | 0.15575 | 0.15575 | 0.15575 | 0.15575 | 0.15575 | 0.15575 | 0.15575 | 0.15575 | 0.15575 | 0.15575 | 0.15575 | 0.15575 | 0.15575 | 0.15575 | 0.15575 | 0.15549
PA | Gas CCGT | 0.3375 | 0.567 | 0.7915 | 0.7015 | 0.612 | 0.706 | 0.799 | 0.7875 | 0.781 | 0.806 | 0.8245 | 0.816 | 0.8075 | 0.7865 | 0.765 | 0.743 | 0.722 | 0.6955 | 0.669 | 0.6445 | 0.62 | 0.591 | 0.563 | 0.501 | 0.4385 | 0.3745 | 0.385 | 0.3955 | 0.406 | 0.417 | 0.4275 | 0.424 | 0.4205 | 0.417 | 0.413 | 0.41 | 0.4175 | 0.425 | 0.4325 | 0.44 | 0.448 | 0.57876
PA | Gas CT | 0.00575 | 0.0075 | 0.009 | 0.02575 | 0.04225 | 0.05425 | 0.06625 | 0.042 | 0.0175 | 0.0115 | 0.005 | 0.0055 | 0.00575 | 0.00525 | 0.00475 | 0.00475 | 0.004 | 0.0035 | 0.003 | 0.00175 | 0.00075 | 0.0005 | 0.00025 | 0.00025 | 0 | 0 | 0 | 0 | 0 | 0 | 0 | 0 | 0 | 0 | 0 | 0 | 0 | 0 | 0 | 0 | 0 | 0.0079695
PA | Geothermal
PA | Hydro | 0.2535 | 0.261 | 0.268 | 0.2475 | 0.2265 | 0.2415 | 0.256 | 0.2525 | 0.249 | 0.253 | 0.2565 | 0.2575 | 0.258 | 0.258 | 0.2575 | 0.259 | 0.2605 | 0.2605 | 0.26 | 0.2585 | 0.257 | 0.248 | 0.2385 | 0.24 | 0.2415 | 0.243 | 0.242 | 0.241 | 0.24 | 0.239 | 0.238 | 0.238 | 0.238 | 0.2385 | 0.2385 | 0.2385 | 0.24 | 0.2415 | 0.2425 | 0.244 | 0.2455 | 0.24799
PA | Nuclear | 0.902 | 0.902 | 0.902 | 0.902 | 0.902 | 0.902 | 0.902 | 0.902 | 0.902 | 0.902 | 0.902 | 0.902 | 0.902 | 0.902 | 0.902 | 0.902 | 0.902 | 0.902 | 0.902 | 0.902 | 0.902 | 0.902 | 0.902 | 0.902 | 0.902 | 0.902 | 0.902 | 0.902 | 0.902 | 0.902 | 0.902 | 0.902 | 0.902 | 0.902 | 0.902 | 0.902 | 0.902 | 0.902 | 0.902 | 0.902 | 0.902 | 0.902
PA | Other | 0 | 0.0093333 | 0.02 | 0.02 | 0.02 | 0.060333 | 0.10067 | 0.055 | 0.0056667 | 0.003 | 0 | 0 | 0 | 0 | 0 | 0 | 0 | 0 | 0 | 0 | 0 | 0 | 0 | 0 | 0 | 0 | 0 | 0 | 0 | 0 | 0 | 0 | 0 | 0 | 0 | [6 empty] | 0.015474
PA | Utility PV | 0.214 | 0.2145 | 0.2145 | 0.2135 | 0.212 | 0.211 | 0.21 | 0.209 | 0.208 | 0.207 | 0.206 | 0.205 | 0.204 | 0.203 | 0.202 | 0.201 | 0.2 | 0.199 | 0.198 | 0.197 | 0.196 | 0.192 | 0.188 | 0.189 | 0.19 | 0.191 | 0.19 | 0.1895 | 0.1885 | 0.1875 | 0.1865 | 0.1875 | 0.189 | 0.1905 | 0.193 | 0.1965 | 0.2015 | 0.2015 | 0.201 | 0.201 | 0.2005 | 0.1993
PA | Wind offshore | Column Labels 2036: 0.454; Column Labels 2037: 0.454; Column Labels 2038: 0.454; Column Labels 2039: 0.454; Column Labels 2040: 0.454; Column Labels 2041: 0.404; Column Labels 2042: 0.382; Column Labels 2043: 0.369; Column Labels 2044: 0.361; Column Labels 2045: 0.355; Column Labels 2046: 0.372; Column Labels 2047: 0.387; Column Labels 2048: 0.4; Column Labels 2049: 0.412; Column Labels 2050: 0.422 | 0.40893
PA | Wind onshore | 0.301 | 0.3445 | 0.36 | 0.36 | 0.36 | 0.3605 | 0.361 | 0.361 | 0.361 | 0.405 | 0.408 | 0.4295 | 0.43725 | 0.4375 | 0.43775 | 0.43625 | 0.43575 | 0.43525 | 0.43575 | 0.43225 | 0.42975 | 0.42725 | 0.42525 | 0.42 | 0.41575 | 0.4125 | 0.41175 | 0.41075 | 0.40975 | 0.409 | 0.408 | 0.41025 | 0.413 | 0.4155 | 0.41775 | 0.42025 | 0.421 | 0.421 | 0.4215 | 0.4215 | 0.422 | 0.41319
RI | RI | 0.292 | 0.328 | 0.3604 | 0.28343 | 0.25629 | 0.27475 | 0.27637 | 0.2725 | 0.26875 | 0.26663 | 0.26462 | 0.271 | 0.27325 | 0.284 | 0.28613 | 0.2845 | 0.28313 | 0.28087 | 0.27875 | 0.27587 | 0.273 | 0.2705 | 0.26763 | 0.23 | 0.229 | 0.22811 | 0.22711 | 0.22633 | 0.22567 | 0.22489 | 0.22411 | 0.22622 | 0.22778 | 0.22911 | 0.23044 | 0.23178 | 0.23389 | 0.23556 | 0.23689 | 0.238 | 0.23878 | 0.2555
RI | Battery | Column Labels 2033: -0.062; Column Labels 2034: -0.062; Column Labels 2035: -0.062; Column Labels 2036: -0.065; Column Labels 2037: -0.068; Column Labels 2038: -0.069; Column Labels 2039: -0.071; Column Labels 2040: -0.072; Column Labels 2041: -0.068; Column Labels 2042: -0.067; Column Labels 2043: -0.067; Column Labels 2044: -0.067; Column Labels 2045: -0.067; Column Labels 2046: -0.065; Column Labels 2047: -0.063; Column Labels 2048: -0.062; Column Labels 2049: -0.061; Column Labels 2050: -0.061 | -0.0655
RI | Biopower | 0.522 | 0.522 | 0.522 | 0.522 | 0.522 | 0.522 | 0.522 | 0.519 | 0.516 | 0.498 | 0.481 | 0.498 | 0.516 | 0.516 | 0.516 | 0.516 | 0.516 | 0.516 | 0.516 | 0.516 | 0.516 | 0.516 | 0.516 | 0.516 | 0.516 | 0.516 | 0.516 | 0.516 | 0.516 | 0.516 | 0.516 | 0.516 | 0.516 | 0.516 | 0.516 | 0.516 | 0.516 | 0.516 | 0.516 | 0.516 | 0.516 | 0.51537
RI | Coal
RI | CSP
RI | Dist PV |  |  |  | 0.157 | 0.157 | 0.157 | 0.157 | 0.157 | 0.157 | 0.157 | 0.157 | 0.157 | 0.157 | 0.157 | 0.157 | 0.157 | 0.157 | 0.157 | 0.157 | 0.157 | 0.157 | 0.157 | 0.157 | 0.157 | 0.157 | 0.157 | 0.157 | 0.157 | 0.157 | 0.157 | 0.157 | 0.157 | 0.157 | 0.157 | 0.157 | 0.157 | 0.157 | 0.157 | 0.157 | 0.157 | 0.157 | 0.157
RI | Gas CCGT | 0.327 | 0.415 | 0.502 | 0.371 | 0.24 | 0.22 | 0.2 | 0.172 | 0.145 | 0.145 | 0.145 | 0.139 | 0.132 | 0.145 | 0.158 | 0.146 | 0.134 | 0.115 | 0.097 | 0.08 | 0.063 | 0.054 | 0.044 | 0.04 | 0.036 | 0.032 | 0.031 | 0.03 | 0.029 | 0.028 | 0.026 | 0.027 | 0.028 | 0.029 | 0.03 | 0.031 | 0.031 | 0.03 | 0.03 | 0.029 | 0.028 | 0.11546
RI | Gas CT
RI | Geothermal
RI | Hydro | 0.311 | 0.371 | 0.43 | 0.37 | 0.311 | 0.34 | 0.37 | 0.37 | 0.37 | 0.37 | 0.37 | 0.37 | 0.37 | 0.37 | 0.37 | 0.37 | 0.37 | 0.37 | 0.37 | 0.37 | 0.37 | 0.37 | 0.37 | 0.37 | 0.37 | 0.37 | 0.37 | 0.37 | 0.37 | 0.37 | 0.37 | 0.37 | 0.37 | 0.37 | 0.37 | 0.37 | 0.37 | 0.37 | 0.37 | 0.37 | 0.37 | 0.36788
RI | Nuclear
RI | Other | 0 | 0 | 0 | 0 | 0 | 0 | 0 | 0 | 0 | 0 | 0 | 0 | 0 | 0 | 0 | 0 | 0 | 0 | 0 | 0 | 0 | 0 | 0 | 0 | 0 | 0 | 0 | 0 | 0 | 0 | 0 | 0 | 0 | 0 | 0 | 0 | 0 | 0 | 0 | 0 | 0 | 0
RI | Utility PV |  |  |  | 0.216 | 0.216 | 0.215 | 0.214 | 0.214 | 0.214 | 0.214 | 0.214 | 0.213 | 0.212 | 0.211 | 0.21 | 0.209 | 0.208 | 0.206 | 0.205 | 0.204 | 0.203 | 0.202 | 0.201 | 0.2 | 0.199 | 0.198 | 0.197 | 0.196 | 0.195 | 0.194 | 0.193 | 0.193 | 0.192 | 0.191 | 0.191 | 0.19 | 0.19 | 0.19 | 0.19 | 0.19 | 0.188 | 0.20205
RI | Wind offshore | [5 empty] | 0.373 | 0.373 | 0.373 | 0.373 | 0.374 | 0.375 | 0.375 | 0.375 | 0.45 | 0.456 | 0.456 | 0.457 | 0.457 | 0.457 | 0.457 | 0.457 | 0.457 | 0.456 | 0.454 | 0.452 | 0.45 | 0.451 | 0.453 | 0.454 | 0.455 | 0.456 | 0.459 | 0.461 | 0.462 | 0.463 | 0.464 | 0.476 | 0.486 | 0.493 | 0.499 | 0.504 | 0.44286
RI | Wind onshore | 0.3 | 0.332 | 0.348 | 0.348 | 0.348 | 0.371 | 0.375 | 0.375 | 0.375 | 0.375 | 0.375 | 0.416 | 0.424 | 0.423 | 0.422 | 0.422 | 0.423 | 0.426 | 0.428 | 0.423 | 0.418 | 0.408 | 0.397 | 0.395 | 0.393 | 0.392 | 0.387 | 0.383 | 0.379 | 0.375 | 0.371 | 0.382 | 0.393 | 0.404 | 0.414 | 0.425 | 0.43 | 0.434 | 0.438 | 0.442 | 0.447 | 0.396
SC | SC | 0.31614 | 0.33129 | 0.3455 | 0.30365 | 0.29076 | 0.30188 | 0.32119 | 0.30488 | 0.30647 | 0.30144 | 0.29983 | 0.301 | 0.29663 | 0.28258 | 0.26858 | 0.25826 | 0.25105 | 0.24253 | 0.23432 | 0.21805 | 0.21535 | 0.21175 | 0.21005 | 0.21895 | 0.21995 | 0.20705 | 0.20733 | 0.20752 | 0.20776 | 0.20805 | 0.21865 | 0.22065 | 0.2222 | 0.2237 | 0.22505 | 0.19068 | 0.19158 | 0.19237 | 0.19326 | 0.19432 | 0.19553 | 0.24394
SC | Battery | [7 empty] | 0 | 0 | 0 | 0 | 0 | 0 | 0 | 0 | -0.004 | -0.007 | -0.018 | -0.029 | -0.04 | -0.044 | -0.0505 | -0.0505 | -0.051 | -0.052 | -0.0535 | -0.0565 | -0.059 | -0.061 | -0.063 | -0.0645 | -0.0625 | -0.0615 | -0.0605 | -0.0595 | -0.0585 | -0.056 | -0.054 | -0.053 | -0.052 | -0.051 | -0.044393
SC | Biopower | 0.6475 | 0.603 | 0.5665 | 0.445 | 0.3525 | 0.327 | 0.301 | 0.301 | 0.301 | 0.301 | 0.301 | 0.301 | 0.301 | 0.301 | 0.301 | 0.301 | 0.301 | 0.301 | 0.301 | 0.301 | 0.301 | 0.301 | 0.301 | 0.296 | 0.2905 | 0.285 | 0.2885 | 0.2915 | 0.2945 | 0.298 | 0.301 | 0.301 | 0.301 | 0.301 | 0.301 | 0.3005 | 0.303 | 0.306 | 0.3105 | 0.3175 | 0.3275 | 0.3286
SC | Coal | 0.4665 | 0.3205 | 0.1595 | 0.3275 | 0.503 | 0.4405 | 0.576 | 0.616 | 0.656 | 0.59 | 0.516 | 0.481 | 0.44 | 0.482 | 0.528 | 0.546 | 0.568 | 0.549 | 0.53 | 0.489 | 0.419 | 0.442 | 0.509 | 0.509 | 0.509 | [16 empty] | 0.46419
SC | CSP
SC | Dist PV |  |  |  | 0.179 | 0.179 | 0.179 | 0.179 | 0.179 | 0.179 | 0.179 | 0.179 | 0.179 | 0.179 | 0.179 | 0.179 | 0.1775 | 0.1765 | 0.1575 | 0.1405 | 0.161 | 0.179 | 0.174 | 0.1695 | 0.173 | 0.1765 | 0.179 | 0.179 | 0.179 | 0.179 | 0.179 | 0.179 | 0.179 | 0.179 | 0.179 | 0.179 | 0.179 | 0.179 | 0.179 | 0.179 | 0.179 | 0.179 | 0.17624
SC | Gas CCGT | 0.1255 | 0.4385 | 0.7515 | 0.5455 | 0.331 | 0.5265 | 0.722 | 0.724 | 0.718 | 0.739 | 0.759 | 0.7385 | 0.7175 | 0.573 | 0.428 | 0.3595 | 0.29 | 0.2595 | 0.2295 | 0.2265 | 0.223 | 0.1745 | 0.126 | 0.1435 | 0.1605 | 0.1775 | 0.1775 | 0.1775 | 0.178 | 0.1785 | 0.1785 | 0.184 | 0.19 | 0.1955 | 0.2005 | 0.206 | 0.202 | 0.1975 | 0.1935 | 0.1895 | 0.1845 | 0.34245
SC | Gas CT | 0.004 | 0.004 | 0.004 | 0.004 | 0.004 | 0.004 | 0.004 | 0.004 | 0.004 | 0.004 | 0.004 | 0.004 | 0.0035 | 0.003 | 0.002 | 0.0015 | 0.0015 | 0.0015 | 0.002 | 0.0015 | 0.001 | 0.0005 | 0 | 0 | 0 | 0 | 0 | 0.0005 | 0.0005 | 0.0005 | 0.0005 | 0.0005 | 0.0005 | 0.0005 | 0 | 0 | 0 | 0 | 0 | 0 | 0 | 0.0016951
SC | Geothermal
SC | Hydro | 0.0675 | 0.051 | 0.035 | 0.0575 | 0.0795 | 0.0665 | 0.053 | 0.053 | 0.0525 | 0.054 | 0.0565 | 0.057 | 0.058 | 0.0485 | 0.0385 | 0.033 | 0.028 | 0.023 | 0.018 | 0.0185 | 0.0195 | 0.021 | 0.0225 | 0.022 | 0.0215 | 0.0205 | 0.0195 | 0.0185 | 0.017 | 0.016 | 0.015 | 0.016 | 0.0165 | 0.0175 | 0.019 | 0.0195 | 0.0225 | 0.0255 | 0.0295 | 0.0325 | 0.0355 | 0.034037
SC | Nuclear | 0.902 | 0.902 | 0.902 | 0.902 | 0.902 | 0.902 | 0.902 | 0.902 | 0.902 | 0.902 | 0.902 | 0.902 | 0.902 | 0.902 | 0.902 | 0.902 | 0.902 | 0.902 | 0.902 | 0.902 | 0.902 | 0.902 | 0.902 | 0.902 | 0.902 | 0.902 | 0.902 | 0.902 | 0.902 | 0.902 | 0.902 | 0.902 | 0.902 | 0.902 | 0.902 | 0.902 | 0.902 | 0.902 | 0.902 | 0.902 | 0.902 | 0.902
SC | Other | 0 | 0 | 0 | 0 | 0 | 0 | 0 | 0 | 0 | 0 | 0 | 0 | 0 | 0 | 0 | 0 | 0 | 0 | 0 | 0 | 0 | 0 | 0 | 0 | 0 | 0 | 0 | 0 | 0 | 0 | 0 | 0 | 0 | 0 | 0 | 0 | 0 | 0 | 0 | 0 | 0 | 0
SC | Utility PV |  |  |  | 0.241 | 0.241 | 0.241 | 0.241 | 0.241 | 0.241 | 0.239 | 0.239 | 0.239 | 0.2385 | 0.2385 | 0.2385 | 0.237 | 0.2345 | 0.232 | 0.229 | 0.2265 | 0.2235 | 0.2235 | 0.2225 | 0.221 | 0.2195 | 0.218 | 0.2165 | 0.2145 | 0.213 | 0.212 | 0.2105 | 0.2105 | 0.21 | 0.21 | 0.2105 | 0.21 | 0.2105 | 0.211 | 0.211 | 0.2115 | 0.212 | 0.22331
SC | Wind offshore | Column Labels 2033: 0.349; Column Labels 2034: 0.349; Column Labels 2035: 0.349; Column Labels 2036: 0.359; Column Labels 2037: 0.367; Column Labels 2038: 0.375; Column Labels 2039: 0.381; Column Labels 2040: 0.387; Column Labels 2041: 0.4; Column Labels 2042: 0.408; Column Labels 2043: 0.413; Column Labels 2044: 0.416; Column Labels 2045: 0.419; Column Labels 2046: 0.426; Column Labels 2047: 0.431; Column Labels 2048: 0.436; Column Labels 2049: 0.44; Column Labels 2050: 0.443 | 0.39711
SC | Wind onshore | [11 empty] | 0.397 | 0.397 | 0.397 | 0.397 | 0.342 | 0.342 | 0.324 | 0.307 | 0.278 | 0.278 | 0.301 | 0.306 | 0.273 | 0.272 | 0.271 | 0.271 | 0.271 | 0.271 | 0.271 | 0.271 | 0.276 | 0.2805 | 0.2855 | 0.29 | 0.2945 | 0.295 | 0.296 | 0.2965 | 0.297 | 0.2975 | 0.29635
SD | SD | 0.23563 | 0.24978 | 0.23 | 0.20636 | 0.2116 | 0.23855 | 0.2832 | 0.2791 | 0.2747 | 0.2707 | 0.2642 | 0.25017 | 0.24817 | 0.24942 | 0.24742 | 0.20615 | 0.189 | 0.184 | 0.17892 | 0.16731 | 0.15669 | 0.19071 | 0.19036 | 0.1905 | 0.19064 | 0.18431 | 0.18331 | 0.18208 | 0.18108 | 0.17985 | 0.17877 | 0.17862 | 0.17838 | 0.17815 | 0.178 | 0.17785 | 0.176 | 0.17423 | 0.17254 | 0.171 | 0.16962 | 0.20197
SD | Battery | [11 empty] | -0.069 | -0.069 | -0.039 | -0.037 | -0.053 | -0.055 | -0.06 | -0.065 | -0.071 | -0.073 | -0.071 | -0.069 | -0.067 | -0.065 | -0.063 | -0.0635 | -0.0645 | -0.065 | -0.066 | -0.066 | -0.067 | -0.068 | -0.069 | -0.0695 | -0.071 | -0.068 | -0.065 | -0.0625 | -0.0595 | -0.057 | -0.064304
SD | Biopower
SD | Coal | 0.6045 | 0.485 | 0.365 | 0.3835 | 0.805 | 0.753 | 0.649 | 0.69 | 0.73 | 0.573 | 0.416 | 0.429 | 0.442 | 0.441 | 0.441 | 0.477 | 0.514 | 0.464 | 0.414 | 0.37 | 0.326 | 0.301 | 0.275 | 0.275 | 0.275 | [16 empty] | 0.47366
SD | CSP
SD | Dist PV |  |  |  | 0.178 | 0.178 | 0.178 | 0.178 | 0.178 | 0.178 | 0.178 | 0.178 | 0.178 | 0.178 | 0.178 | 0.178 | 0.178 | 0.178 | 0.178 | 0.178 | 0.178 | 0.178 | 0.178 | 0.178 | 0.178 | 0.178 | 0.178 | 0.178 | 0.178 | 0.178 | 0.178 | 0.178 | 0.178 | 0.178 | 0.178 | 0.178 | 0.178 | 0.178 | 0.178 | 0.178 | 0.178 | 0.178 | 0.178
SD | Gas CCGT |  | 0.538 | 0.538 | 0.396 | 0.255 | 0.579 | 0.902 | 0.824 | 0.745 | 0.824 | 0.902 | 0.865 | 0.828 | 0.804 | 0.78 | 0.527 | 0.275 | 0.273 | 0.271 | 0.197 | 0.123 | 0.126 | 0.13 | 0.138 | 0.146 | 0.155 | 0.14 | 0.124 | 0.109 | 0.094 | 0.079 | 0.079 | 0.079 | 0.08 | 0.08 | 0.081 | 0.078 | 0.075 | 0.072 | 0.07 | 0.067 | 0.3362
SD | Gas CT | 0.002 | 0.002 | 0.002 | 0.002 | 0.002 | 0.005 | 0.0075 | 0.0055 | 0.003 | 0.0035 | 0.0035 | 0.0035 | 0.003 | 0.0025 | 0.002 | 0.0015 | 0.0005 | 0.0005 | 0.0005 | 0 | 0 | 0.0005 | 0.001 | 0.0005 | 0.0005 | 0 | 0 | 0 | 0.0005 | 0.0005 | 0.0005 | 0.0005 | 0.0005 | 0 | 0 | 0 | 0 | 0 | 0 | 0 | 0 | 0.0013902
SD | Geothermal
SD | Hydro | 0.301 | 0.36 | 0.419 | 0.368 | 0.317 | 0.299 | 0.281 | 0.281 | 0.282 | 0.282 | 0.282 | 0.283 | 0.283 | 0.283 | 0.283 | 0.283 | 0.283 | 0.283 | 0.283 | 0.283 | 0.283 | 0.46 | 0.46 | 0.46 | 0.46 | 0.46 | 0.46 | 0.46 | 0.46 | 0.46 | 0.46 | 0.46 | 0.46 | 0.46 | 0.46 | 0.46 | 0.4425 | 0.425 | 0.4075 | 0.39 | 0.373 | 0.39636
SD | Nuclear
SD | Other | 0 | 0 | 0 | 0 | 0 | 0 | 0 | 0 | 0 | 0 | 0 | 0 | 0 | 0 | 0 | 0 | 0 | 0 | 0 | 0 | 0 | 0 | 0 | 0 | 0 | 0 | 0 | 0 | 0 | 0 | 0 | 0 | 0 | 0 | 0 | 0 | 0 | 0 | 0 | 0 | 0 | 0
SD | Utility PV | [5 empty] | 0.246 | 0.246 | 0.245 | 0.244 | 0.242 | 0.241 | 0.24 | 0.239 | 0.249 | 0.249 | 0.247 | 0.246 | 0.245 | 0.244 | 0.245 | 0.245 | 0.244 | 0.243 | 0.242 | 0.241 | 0.239 | 0.238 | 0.237 | 0.236 | 0.235 | 0.233 | 0.232 | 0.231 | 0.23 | 0.229 | 0.228 | 0.227 | 0.225 | 0.224 | 0.223 | 0.222 | 0.23811
SD | Wind offshore
SD | Wind onshore | 0.371 | 0.376 | 0.379 | 0.379 | 0.379 | 0.381 | 0.383 | 0.384 | 0.384 | 0.423 | 0.438 | 0.4455 | 0.4465 | 0.447 | 0.4465 | 0.4465 | 0.446 | 0.445 | 0.4435 | 0.433 | 0.425 | 0.432 | 0.4385 | 0.4345 | 0.43 | 0.426 | 0.428 | 0.4295 | 0.431 | 0.432 | 0.4335 | 0.434 | 0.434 | 0.434 | 0.434 | 0.4345 | 0.439 | 0.4445 | 0.4505 | 0.4565 | 0.464 | 0.43107
TN | TN | 0.37933 | 0.3715 | 0.3665 | 0.3807 | 0.3946 | 0.3819 | 0.3642 | 0.3726 | 0.3831 | 0.3791 | 0.375 | 0.3763 | 0.3777 | 0.3781 | 0.3779 | 0.3814 | 0.3843 | 0.3729 | 0.3569 | 0.3555 | 0.347 | 0.3492 | 0.3514 | 0.29982 | 0.28718 | 0.2607 | 0.2626 | 0.2646 | 0.2666 | 0.2685 | 0.2706 | 0.269 | 0.2672 | 0.2653 | 0.2633 | 0.2613 | 0.2591 | 0.2571 | 0.255 | 0.253 | 0.2509 | 0.32505
TN | Battery | Column Labels 2033: -0.067; Column Labels 2034: -0.067; Column Labels 2035: -0.067; Column Labels 2036: -0.068; Column Labels 2037: -0.069; Column Labels 2038: -0.07; Column Labels 2039: -0.07; Column Labels 2040: -0.07; Column Labels 2041: -0.068; Column Labels 2042: -0.067; Column Labels 2043: -0.065; Column Labels 2044: -0.064; Column Labels 2045: -0.063; Column Labels 2046: -0.062; Column Labels 2047: -0.06; Column Labels 2048: -0.059; Column Labels 2049: -0.058; Column Labels 2050: -0.057 | -0.065056
TN | Biopower | 0.402 | 0.429 | 0.446 | 0.451 | 0.456 | 0.456 | 0.456 | 0.456 | 0.456 | 0.456 | 0.456 | 0.456 | 0.456 | 0.456 | 0.456 | 0.456 | 0.456 | 0.456 | 0.456 | 0.456 | 0.456 | 0.456 | 0.456 | 0.454 | 0.452 | 0.45 | 0.451 | 0.452 | 0.454 | 0.455 | 0.456 | 0.453 | 0.45 | 0.446 | 0.442 | 0.437 | 0.437 | 0.437 | 0.437 | 0.437 | 0.437 | 0.44949
TN | Coal | 0.71 | 0.602 | 0.482 | 0.597 | 0.711 | 0.611 | 0.462 | 0.547 | 0.653 | 0.61 | 0.567 | 0.582 | 0.598 | 0.596 | 0.593 | 0.621 | 0.649 | 0.614 | 0.579 | 0.53 | 0.411 | 0.414 | 0.417 | 0.417 | 0.417 | [16 empty] | 0.5596
TN | CSP
TN | Dist PV | 0.168 | 0.168 | 0.168 | 0.168 | 0.168 | 0.168 | 0.168 | 0.168 | 0.168 | 0.168 | 0.168 | 0.168 | 0.168 | 0.168 | 0.168 | 0.168 | 0.168 | 0.168 | 0.168 | 0.168 | 0.168 | 0.168 | 0.168 | 0.168 | 0.168 | 0.168 | 0.168 | 0.168 | 0.168 | 0.168 | 0.168 | 0.168 | 0.168 | 0.168 | 0.168 | 0.168 | 0.168 | 0.168 | 0.168 | 0.168 | 0.168 | 0.168
TN | Gas CCGT | 0.698 | 0.847 | 0.902 | 0.902 | 0.902 | 0.902 | 0.902 | 0.902 | 0.902 | 0.902 | 0.902 | 0.902 | 0.902 | 0.902 | 0.902 | 0.899 | 0.896 | 0.77 | 0.645 | 0.686 | 0.726 | 0.753 | 0.78 | 0.655 | 0.531 | 0.407 | 0.427 | 0.447 | 0.467 | 0.486 | 0.506 | 0.489 | 0.471 | 0.453 | 0.435 | 0.417 | 0.402 | 0.387 | 0.372 | 0.358 | 0.343 | 0.67022
TN | Gas CT | 0.004 | 0.004 | 0.004 | 0.005 | 0.006 | 0.008 | 0.009 | 0.008 | 0.007 | 0.008 | 0.008 | 0.006 | 0.004 | 0.004 | 0.003 | 0.002 | 0 | 0 | 0 | 0 | 0 | 0 | 0 | 0 | 0 | 0 | 0 | 0 | 0 | 0 | 0 | 0 | 0 | 0 | 0 | 0 | 0 | 0 | 0 | 0 | 0 | 0.0021951
TN | Geothermal
TN | Hydro | 0.229 | 0.226 | 0.224 | 0.245 | 0.265 | 0.236 | 0.208 | 0.208 | 0.208 | 0.211 | 0.214 | 0.215 | 0.216 | 0.217 | 0.218 | 0.219 | 0.219 | 0.217 | 0.216 | 0.21 | 0.205 | 0.201 | 0.197 | 0.195 | 0.192 | 0.19 | 0.19 | 0.19 | 0.19 | 0.19 | 0.19 | 0.191 | 0.192 | 0.192 | 0.193 | 0.194 | 0.197 | 0.201 | 0.205 | 0.208 | 0.212 | 0.2082
TN | Nuclear | 0.902 | 0.902 | 0.902 | 0.902 | 0.902 | 0.902 | 0.902 | 0.902 | 0.902 | 0.902 | 0.902 | 0.902 | 0.902 | 0.902 | 0.902 | 0.902 | 0.902 | 0.902 | 0.902 | 0.902 | 0.902 | 0.902 | 0.902 | 0.902 | 0.902 | 0.902 | 0.902 | 0.902 | 0.902 | 0.902 | 0.902 | 0.902 | 0.902 | 0.902 | 0.902 | 0.902 | 0.891 | 0.88 | 0.869 | 0.858 | 0.847 | 0.89798
TN | Other | 0 | 0 | 0 | 0 | 0 | 0 | 0 | 0 | 0 | 0 | 0 | 0 | 0 | 0 | 0 | 0 | 0 | 0 | 0 | 0 | 0 | 0 | 0 | 0 | 0 | 0 | 0 | 0 | 0 | 0 | 0 | 0 | 0 | 0 | 0 | 0 | 0 | 0 | 0 | 0 | 0 | 0
TN | Utility PV |  | 0.236 | 0.236 | 0.236 | 0.235 | 0.235 | 0.234 | 0.234 | 0.234 | 0.233 | 0.232 | 0.231 | 0.23 | 0.235 | 0.236 | 0.234 | 0.233 | 0.233 | 0.233 | 0.233 | 0.232 | 0.231 | 0.23 | 0.229 | 0.229 | 0.228 | 0.227 | 0.227 | 0.226 | 0.225 | 0.225 | 0.224 | 0.223 | 0.222 | 0.22 | 0.219 | 0.218 | 0.217 | 0.216 | 0.215 | 0.214 | 0.2285
TN | Wind offshore
TN | Wind onshore | 0.301 | 0.301 | 0.301 | 0.301 | 0.301 | 0.301 | 0.301 | 0.301 | 0.301 | 0.301 | 0.301 | 0.301 | 0.301 | 0.301 | 0.301 | 0.313 | 0.32 | 0.369 | 0.37 | 0.37 | 0.37 | 0.367 | 0.364 | 0.345 | 0.335 | 0.329 | 0.329 | 0.329 | 0.329 | 0.329 | 0.329 | 0.331 | 0.333 | 0.335 | 0.337 | 0.339 | 0.34 | 0.341 | 0.342 | 0.344 | 0.345 | 0.3268
TX | TX | 0.29116 | 0.28181 | 0.2843 | 0.28425 | 0.28279 | 0.27476 | 0.27236 | 0.26677 | 0.27035 | 0.27198 | 0.26696 | 0.26119 | 0.25379 | 0.25084 | 0.24882 | 0.23431 | 0.2328 | 0.229 | 0.22035 | 0.20899 | 0.20135 | 0.19277 | 0.18445 | 0.18253 | 0.18002 | 0.17305 | 0.17218 | 0.17131 | 0.17048 | 0.1696 | 0.17076 | 0.17224 | 0.17376 | 0.17517 | 0.17655 | 0.17778 | 0.18092 | 0.18073 | 0.18062 | 0.18052 | 0.1919 | 0.21617
TX | Battery | -0.006 | -0.0033333 | -0.0026667 | -0.0043333 | -0.006 | -0.0125 | -0.01225 | -0.0083333 | -0.0068333 | -0.009 | -0.011333 | -0.017833 | -0.019 | -0.036 | -0.0545 | -0.055 | -0.055875 | -0.057625 | -0.0575 | -0.063636 | -0.065182 | -0.066364 | -0.067364 | -0.068545 | -0.069091 | -0.069545 | -0.069636 | -0.069636 | -0.069545 | -0.069455 | -0.069455 | -0.069 | -0.068545 | -0.068 | -0.067727 | -0.067545 | -0.066273 | -0.065 | -0.063818 | -0.062364 | -0.061273 | -0.055788
TX | Biopower | 0.522 | 0.44817 | 0.441 | 0.457 | 0.46833 | 0.45283 | 0.437 | 0.437 | 0.437 | 0.437 | 0.437 | 0.437 | 0.437 | 0.437 | 0.437 | 0.437 | 0.437 | 0.437 | 0.437 | 0.437 | 0.437 | 0.44183 | 0.44667 | 0.45767 | 0.46867 | 0.47967 | 0.47717 | 0.47467 | 0.47217 | 0.46967 | 0.46717 | 0.46433 | 0.46133 | 0.45867 | 0.45567 | 0.45283 | 0.44533 | 0.43783 | 0.4305 | 0.423 | 0.4155 | 0.44987
TX | Coal | 0.846 | 0.74629 | 0.64757 | 0.74214 | 0.83886 | 0.57043 | 0.302 | 0.42071 | 0.56686 | 0.47857 | 0.33217 | 0.35683 | 0.38733 | 0.43933 | 0.5542 | 0.5812 | 0.6082 | 0.6172 | 0.78467 | 0.748 | 0.695 | 0.534 | 0.37 | 0.37 | 0.37 | [16 empty] | 0.56377
TX | CSP
TX | Dist PV | 0.19155 | 0.19155 | 0.19155 | 0.19155 | 0.19155 | 0.19155 | 0.19155 | 0.19155 | 0.19155 | 0.19155 | 0.19155 | 0.19155 | 0.19155 | 0.18682 | 0.18291 | 0.17955 | 0.17636 | 0.17691 | 0.17791 | 0.18555 | 0.19155 | 0.17982 | 0.16964 | 0.16936 | 0.16909 | 0.169 | 0.16936 | 0.16982 | 0.17018 | 0.17055 | 0.17109 | 0.176 | 0.18064 | 0.18455 | 0.18818 | 0.19155 | 0.18791 | 0.18464 | 0.18173 | 0.179 | 0.17655 | 0.18259
TX | Gas CCGT | 0.3382 | 0.4311 | 0.5217 | 0.4483 | 0.376 | 0.502 | 0.6217 | 0.5576 | 0.4948 | 0.5397 | 0.5841 | 0.5334 | 0.4828 | 0.4527 | 0.4227 | 0.373 | 0.3285 | 0.2924 | 0.2565 | 0.2579 | 0.2593 | 0.2312 | 0.2026 | 0.1786 | 0.1542 | 0.1302 | 0.1222 | 0.1141 | 0.1062 | 0.098 | 0.0898 | 0.0959 | 0.1021 | 0.1083 | 0.1145 | 0.1206 | 0.1185 | 0.1161 | 0.114 | 0.1114 | 0.12156 | 0.28392
TX | Gas CT | 0.0061111 | 0.0076667 | 0.0087778 | 0.008 | 0.0072222 | 0.012667 | 0.016667 | 0.014222 | 0.011667 | 0.018778 | 0.023444 | 0.016778 | 0.010333 | 0.010667 | 0.011 | 0.0082222 | 0.0053333 | 0.0052222 | 0.0048889 | 0.0037778 | 0.0025556 | 0.0016667 | 0.00066667 | 0.00055556 | 0.00044444 | 0.00033333 | 0.00033333 | 0.00033333 | 0.00033333 | 0.00033333 | 0.000375 | 0.000375 | 0.000375 | 0.000375 | 0.000625 | 0.000625 | 0.0005 | 0.000375 | 0.000375 | 0.00025 | 0.00025 | 0.0056061
TX | Geothermal
TX | Hydro | 0.2392 | 0.1934 | 0.1474 | 0.125 | 0.103 | 0.1412 | 0.1798 | 0.1798 | 0.1798 | 0.1798 | 0.18 | 0.1802 | 0.1806 | 0.1806 | 0.1806 | 0.1806 | 0.1806 | 0.1806 | 0.1806 | 0.1806 | 0.1806 | 0.1806 | 0.1806 | 0.1806 | 0.1806 | 0.1806 | 0.1806 | 0.1806 | 0.1806 | 0.1806 | 0.1806 | 0.1806 | 0.1806 | 0.1806 | 0.1806 | 0.1806 | 0.1806 | 0.1806 | 0.1806 | 0.1806 | 0.1806 | 0.17722
TX | Nuclear | 0.902 | 0.902 | 0.902 | 0.902 | 0.902 | 0.902 | 0.902 | 0.902 | 0.902 | 0.902 | 0.902 | 0.902 | 0.902 | 0.902 | 0.902 | 0.902 | 0.902 | 0.902 | 0.902 | 0.902 | 0.902 | 0.902 | 0.902 | 0.902 | 0.902 | 0.902 | 0.902 | 0.902 | 0.902 | 0.902 | 0.902 | 0.902 | 0.902 | 0.902 | 0.902 | 0.902 | 0.902 | 0.902 | 0.902 | 0.902 | 0.902 | 0.902
TX | Other | 0.0386 | 0.0377 | 0.030667 | 0.030333 | 0.029667 | 0.044889 | 0.0585 | 0.043875 | 0.029 | 0.05 | 0.071375 | 0.044625 | 0.01725 | 0.011125 | 0.005125 | 0.002625 | 0 | 0 | 0 | 0 | 0 | 0 | 0 | 0 | 0 | 0 | 0 | 0 | 0 | 0 | 0 | 0 | 0 | 0 | 0 | 0 | 0 | 0 | 0 | 0 | 0 | 0.014009
TX | Utility PV | 0.259 | 0.266 | 0.266 | 0.29125 | 0.291 | 0.288 | 0.2875 | 0.28763 | 0.28725 | 0.286 | 0.2857 | 0.2812 | 0.2804 | 0.2798 | 0.2793 | 0.27282 | 0.272 | 0.27182 | 0.27091 | 0.26882 | 0.26655 | 0.26536 | 0.26409 | 0.26382 | 0.26345 | 0.26282 | 0.26145 | 0.25991 | 0.25873 | 0.25727 | 0.25582 | 0.25464 | 0.25373 | 0.25273 | 0.25191 | 0.25064 | 0.252 | 0.25318 | 0.25445 | 0.25564 | 0.257 | 0.26645
TX | Wind offshore | Column Labels 2046: 0.45; Column Labels 2047: 0.45; Column Labels 2048: 0.45; Column Labels 2049: 0.45; Column Labels 2050: 0.45 | 0.45
TX | Wind onshore | 0.30714 | 0.31714 | 0.32314 | 0.32814 | 0.33583 | 0.344 | 0.34967 | 0.35417 | 0.3575 | 0.36733 | 0.37533 | 0.39614 | 0.39914 | 0.39329 | 0.38743 | 0.375 | 0.37411 | 0.3604 | 0.352 | 0.3489 | 0.3458 | 0.33255 | 0.334 | 0.33664 | 0.33445 | 0.33282 | 0.33591 | 0.33909 | 0.342 | 0.34509 | 0.34818 | 0.35118 | 0.35445 | 0.35745 | 0.36064 | 0.36364 | 0.36991 | 0.37564 | 0.38118 | 0.38709 | 0.39264 | 0.35505
UT | UT | 0.38855 | 0.38608 | 0.39333 | 0.3386 | 0.3342 | 0.34113 | 0.349 | 0.3424 | 0.33573 | 0.33744 | 0.33456 | 0.31835 | 0.32253 | 0.29905 | 0.29763 | 0.29995 | 0.30079 | 0.29758 | 0.26389 | 0.25728 | 0.25067 | 0.24872 | 0.21118 | 0.20565 | 0.19994 | 0.19441 | 0.19306 | 0.19141 | 0.19024 | 0.18876 | 0.18741 | 0.18741 | 0.18741 | 0.18729 | 0.18735 | 0.19887 | 0.19812 | 0.1975 | 0.19669 | 0.196 | 0.19519 | 0.25819
UT | Battery | [11 empty] | -0.01 | -0.01 | -0.0275 | -0.0295 | -0.012 | -0.01 | -0.014 | -0.018 | -0.027 | -0.037 | -0.0435 | -0.049 | -0.0485 | -0.0485 | -0.0475 | -0.049 | -0.05 | -0.051 | -0.0515 | -0.052 | -0.051 | -0.0505 | -0.05 | -0.0495 | -0.049 | -0.0495 | -0.0495 | -0.05 | -0.05 | -0.0505 | -0.040517
UT | Biopower | 0.522 | 0.449 | 0.394 | 0.442 | 0.489 | 0.442 | 0.394 | 0.385 | 0.375 | 0.375 | 0.375 | 0.494 | 0.613 | 0.613 | 0.613 | 0.613 | 0.613 | 0.613 | 0.613 | 0.613 | 0.613 | 0.613 | 0.613 | 0.613 | 0.613 | 0.613 | 0.591 | 0.568 | 0.546 | 0.524 | 0.502 | 0.494 | 0.486 | 0.478 | 0.47 | 0.462 | 0.462 | 0.462 | 0.462 | 0.462 | 0.462 | 0.51583
UT | Coal | Column Labels 2010: 0.846; Column Labels 2011: 0.8445; Column Labels 2012: 0.8425; Column Labels 2013: 0.8445; Column Labels 2014: 0.846; Column Labels 2015: 0.8435; Column Labels 2016: 0.841; Column Labels 2017: 0.8435; Column Labels 2018: 0.846; Column Labels 2019: 0.825; Column Labels 2020: 0.8025; Column Labels 2021: 0.8235; Column Labels 2022: 0.846; Column Labels 2023: 0.846; Column Labels 2024: 0.846; Column Labels 2025: 0.846; Column Labels 2026: 0.846; Column Labels 2027: 0.846; Column Labels 2028: 0.846; Column Labels 2029: 0.846; Column Labels 2030: 0.846; Column Labels 2031: 0.846 | 0.84083
UT | CSP |  |  |  | 0 | 0 | 0 | 0 | 0 | 0 | 0 | 0 | 0 | 0 | 0 | 0 | 0 | 0 | 0 | 0 | 0 | 0 | 0 | 0 | 0 | 0 | 0 | 0 | 0 | 0 | 0 | 0 | 0 | 0 | 0 | 0 | [6 empty] | 0
UT | Dist PV |  |  |  | 0.1935 | 0.1935 | 0.1935 | 0.1935 | 0.1935 | 0.1935 | 0.1935 | 0.1935 | 0.1935 | 0.1935 | 0.1935 | 0.1935 | 0.1935 | 0.1935 | 0.1935 | 0.1935 | 0.178 | 0.1625 | 0.1645 | 0.1665 | 0.166 | 0.165 | 0.164 | 0.165 | 0.165 | 0.166 | 0.1665 | 0.1665 | 0.169 | 0.171 | 0.173 | 0.175 | 0.1765 | 0.18 | 0.1835 | 0.187 | 0.1905 | 0.1935 | 0.18133
UT | Gas CCGT | 0.362 | 0.421 | 0.48 | 0.575 | 0.637 | 0.737 | 0.836 | 0.74 | 0.644 | 0.703 | 0.762 | 0.67 | 0.578 | 0.578 | 0.577 | 0.57 | 0.564 | 0.524 | 0.485 | 0.474 | 0.464 | 0.422 | 0.379 | 0.311 | 0.242 | 0.174 | 0.16 | 0.146 | 0.133 | 0.119 | 0.106 | 0.104 | 0.103 | 0.102 | 0.101 | 0.1 | 0.101 | 0.102 | 0.103 | 0.104 | 0.105 | 0.38044
UT | Gas CT | 0.0085 | 0.007 | 0.0045 | 0.007 | 0.009 | 0.006 | 0.003 | 0.0045 | 0.0055 | 0.003 | 0 | 0 | 0 | 0 | 0 | 0 | 0 | 0 | 0 | 0 | 0 | 0 | 0 | 0 | 0 | 0 | 0 | 0 | 0 | 0 | 0 | 0 | 0 | 0 | 0 | 0 | 0 | 0 | 0 | 0 | 0 | 0.0014146
UT | Geothermal | 0.75 | 0.75 | 0.75 | 0.75 | 0.75 | 0.75 | 0.75 | 0.75 | 0.75 | 0.75 | 0.75 | 0.75 | 0.75 | 0.75 | 0.75 | 0.75 | 0.75 | 0.75 | 0.75 | 0.75 | 0.75 | 0.75 | 0.75 | 0.75 | 0.75 | 0.75 | 0.75 | 0.749 | 0.749 | 0.749 | 0.749 | 0.749 | 0.749 | 0.749 | 0.75 | 0.75 | 0.75 | 0.75 | 0.75 | 0.75 | 0.75 | 0.74983
UT | Hydro | 0.315 | 0.36 | 0.4055 | 0.316 | 0.226 | 0.265 | 0.3045 | 0.3045 | 0.3045 | 0.2555 | 0.229 | 0.2295 | 0.2295 | 0.226 | 0.223 | 0.226 | 0.2295 | 0.229 | 0.229 | 0.2255 | 0.2225 | 0.223 | 0.2235 | 0.2235 | 0.2235 | 0.2235 | 0.2245 | 0.225 | 0.226 | 0.2265 | 0.2275 | 0.226 | 0.225 | 0.2235 | 0.2225 | 0.221 | 0.215 | 0.2095 | 0.2035 | 0.1975 | 0.1915 | 0.24235
UT | Nuclear
UT | Other | 0 | 0 | 0 | 0 | 0 | 0 | 0 | 0 | 0 | 0 | 0 | 0 | 0 | 0 | 0 | 0 | 0 | 0 | 0 | 0 | 0 | 0 | 0 | 0 | 0 | 0 | 0 | 0 | 0 | 0 | 0 | 0 | 0 | 0 | 0 | 0 | 0 | 0 | 0 | 0 | 0 | 0
UT | Utility PV |  | 0.287 | 0.287 | 0.286 | 0.284 | 0.27 | 0.27 | 0.268 | 0.267 | 0.265 | 0.264 | 0.262 | 0.261 | 0.2645 | 0.265 | 0.2655 | 0.266 | 0.264 | 0.263 | 0.2595 | 0.256 | 0.254 | 0.2525 | 0.2505 | 0.2485 | 0.2465 | 0.246 | 0.2455 | 0.245 | 0.244 | 0.243 | 0.2425 | 0.2415 | 0.24 | 0.239 | 0.238 | 0.2385 | 0.239 | 0.2395 | 0.2405 | 0.241 | 0.25335
UT | Wind offshore
UT | Wind onshore | 0.301 | 0.303 | 0.304 | 0.304 | 0.304 | 0.302 | 0.301 | 0.301 | 0.301 | 0.376 | 0.376 | 0.3765 | 0.3765 | 0.368 | 0.3595 | 0.364 | 0.369 | 0.365 | 0.3605 | 0.338 | 0.3155 | 0.325 | 0.3305 | 0.3195 | 0.3085 | 0.2975 | 0.304 | 0.31 | 0.317 | 0.323 | 0.3295 | 0.333 | 0.337 | 0.341 | 0.345 | 0.3485 | 0.3445 | 0.3405 | 0.336 | 0.3315 | 0.3275 | 0.33573
VA | VA | 0.24769 | 0.27129 | 0.27493 | 0.28295 | 0.28768 | 0.29457 | 0.30471 | 0.2983 | 0.29857 | 0.29942 | 0.29258 | 0.30458 | 0.30796 | 0.30346 | 0.29904 | 0.29904 | 0.29485 | 0.2719 | 0.26221 | 0.24607 | 0.22486 | 0.21097 | 0.20663 | 0.19635 | 0.19455 | 0.19172 | 0.17933 | 0.17853 | 0.1779 | 0.17713 | 0.1765 | 0.17817 | 0.1797 | 0.1815 | 0.18373 | 0.1868 | 0.18803 | 0.18923 | 0.1904 | 0.19143 | 0.1925 | 0.23095
VA | Battery | Column Labels 2027: -0.065; Column Labels 2028: -0.065; Column Labels 2029: -0.062; Column Labels 2030: -0.062; Column Labels 2031: -0.0645; Column Labels 2032: -0.0655; Column Labels 2033: -0.061333; Column Labels 2034: -0.060333; Column Labels 2035: -0.059333; Column Labels 2036: -0.06675; Column Labels 2037: -0.06825; Column Labels 2038: -0.06925; Column Labels 2039: -0.0705; Column Labels 2040: -0.071; Column Labels 2041: -0.0705; Column Labels 2042: -0.07025; Column Labels 2043: -0.07; Column Labels 2044: -0.06975; Column Labels 2045: -0.06975; Column Labels 2046: -0.06775; Column Labels 2047: -0.06575; Column Labels 2048: -0.06425; Column Labels 2049: -0.06325; Column Labels 2050: -0.062 | -0.066662
VA | Biopower | 0.426 | 0.461 | 0.4485 | 0.4355 | 0.424 | 0.4005 | 0.377 | 0.377 | 0.377 | 0.375 | 0.373 | 0.375 | 0.377 | 0.377 | 0.377 | 0.377 | 0.377 | 0.377 | 0.377 | 0.377 | 0.377 | 0.377 | 0.377 | 0.373 | 0.3685 | 0.3645 | 0.359 | 0.353 | 0.3465 | 0.3395 | 0.3315 | 0.34 | 0.3505 | 0.3655 | 0.388 | 0.4235 | 0.4165 | 0.4095 | 0.4025 | 0.3955 | 0.388 | 0.38268
VA | Coal | 0.5635 | 0.46 | 0.3705 | 0.529 | 0.6875 | 0.686 | 0.6935 | 0.7005 | 0.708 | 0.6445 | 0.5635 | 0.5895 | 0.634 | 0.6165 | 0.5985 | 0.655 | 0.7115 | 0.7115 | 0.7115 | 0.547 | 0.335 | 0.272 | 0.208 | 0.208 | 0.208 | [16 empty] | 0.5445
VA | CSP
VA | Dist PV |  |  |  | 0.1655 | 0.1655 | 0.1655 | 0.1655 | 0.1655 | 0.1655 | 0.1655 | 0.1655 | 0.1655 | 0.1655 | 0.1655 | 0.1655 | 0.1655 | 0.1655 | 0.1655 | 0.1655 | 0.1655 | 0.1655 | 0.1655 | 0.1655 | 0.1655 | 0.1655 | 0.1655 | 0.1655 | 0.1655 | 0.1655 | 0.1655 | 0.1655 | 0.1655 | 0.1655 | 0.1655 | 0.1655 | 0.1655 | 0.1655 | 0.1655 | 0.1655 | 0.1655 | 0.1655 | 0.1655
VA | Gas CCGT | 0.274 | 0.494 | 0.681 | 0.6715 | 0.6125 | 0.7275 | 0.82 | 0.828 | 0.833 | 0.8325 | 0.8325 | 0.8335 | 0.8345 | 0.8015 | 0.769 | 0.6555 | 0.542 | 0.4105 | 0.2795 | 0.21 | 0.141 | 0.1465 | 0.1525 | 0.145 | 0.1375 | 0.1305 | 0.134 | 0.1375 | 0.142 | 0.1455 | 0.149 | 0.1555 | 0.162 | 0.168 | 0.174 | 0.1805 | 0.1865 | 0.192 | 0.198 | 0.2035 | 0.2095 | 0.39515
VA | Gas CT | 0.004 | 0.004 | 0.004 | 0.004 | 0.004 | 0.004 | 0.004 | 0.004 | 0.004 | 0.004 | 0.004 | 0.004 | 0.004 | 0.002 | 0.0005 | 0.0005 | 0 | 0 | 0 | 0 | 0 | 0 | 0 | 0 | 0 | 0 | 0 | 0 | 0 | 0 | 0 | 0 | 0 | 0 | 0 | 0 | 0 | 0 | 0 | 0 | 0 | 0.0013415
VA | Geothermal
VA | Hydro | 0.161 | 0.184 | 0.20667 | 0.165 | 0.12367 | 0.15267 | 0.18167 | 0.179 | 0.17667 | 0.17867 | 0.18033 | 0.18033 | 0.18067 | 0.17933 | 0.178 | 0.17967 | 0.18133 | 0.181 | 0.18067 | 0.17133 | 0.16233 | 0.15867 | 0.15533 | 0.15567 | 0.15633 | 0.15667 | 0.15567 | 0.15533 | 0.155 | 0.15433 | 0.154 | 0.15567 | 0.15667 | 0.15833 | 0.15967 | 0.161 | 0.165 | 0.16867 | 0.17267 | 0.17633 | 0.18033 | 0.16769
VA | Nuclear | 0.902 | 0.902 | 0.902 | 0.902 | 0.902 | 0.902 | 0.902 | 0.902 | 0.902 | 0.902 | 0.902 | 0.902 | 0.902 | 0.902 | 0.902 | 0.902 | 0.902 | 0.902 | 0.902 | 0.902 | 0.902 | 0.902 | 0.902 | 0.902 | 0.902 | 0.902 | 0.902 | 0.902 | 0.902 | 0.902 | 0.902 | 0.902 | 0.902 | 0.902 | 0.902 | 0.902 | 0.893 | 0.883 | 0.874 | 0.864 | 0.854 | 0.89854
VA | Other | 0 | 0 | 0 | 0.012333 | 0.025 | 0.016333 | 0.0073333 | 0.0036667 | 0 | 0 | 0 | 0 | 0 | 0 | 0 | 0 | 0 | 0 | 0 | 0 | 0 | 0 | 0 | 0 | 0 | 0 | 0 | 0 | 0 | 0 | 0 | 0 | 0 | 0 | 0 | 0 | 0 | 0 | 0 | 0 | 0 | 0.0015772
VA | Utility PV | [5 empty] | 0.2395 | 0.2395 | 0.2325 | 0.23225 | 0.23275 | 0.232 | 0.22975 | 0.22875 | 0.228 | 0.22725 | 0.228 | 0.228 | 0.2265 | 0.225 | 0.225 | 0.2245 | 0.22175 | 0.2185 | 0.22 | 0.2205 | 0.2205 | 0.2195 | 0.2185 | 0.21725 | 0.21625 | 0.2155 | 0.21425 | 0.21325 | 0.21225 | 0.21125 | 0.21025 | 0.20975 | 0.20925 | 0.20875 | 0.20825 | 0.20725 | 0.22093
VA | Wind offshore | [11 empty] | 0.426 | 0.426 | 0.426 | 0.426 | 0.426 | 0.426 | 0.426 | 0.426 | 0.417 | 0.408 | 0.417 | 0.426 | 0.414 | 0.403 | 0.391 | 0.316 | 0.312 | 0.311 | 0.31 | 0.31 | 0.322 | 0.33 | 0.337 | 0.342 | 0.346 | 0.366 | 0.386 | 0.405 | 0.425 | 0.445 | 0.3849
VA | Wind onshore | [9 empty] | 0.443 | 0.443 | 0.4325 | 0.4305 | 0.428 | 0.426 | 0.419 | 0.418 | 0.37825 | 0.37525 | 0.38375 | 0.38 | 0.38075 | 0.38125 | 0.3735 | 0.3665 | 0.36025 | 0.359 | 0.358 | 0.357 | 0.356 | 0.355 | 0.3565 | 0.3575 | 0.35825 | 0.35925 | 0.36025 | 0.36275 | 0.36575 | 0.3685 | 0.37125 | 0.37425 | 0.37523
VT | VT | 0.401 | 0.35257 | 0.31957 | 0.35 | 0.38286 | 0.30462 | 0.27437 | 0.2745 | 0.2745 | 0.27225 | 0.27 | 0.27287 | 0.274 | 0.27287 | 0.27163 | 0.27163 | 0.27163 | 0.2685 | 0.26538 | 0.26625 | 0.26713 | 0.26713 | 0.313 | 0.31371 | 0.31629 | 0.38429 | 0.32662 | 0.32588 | 0.32512 | 0.3245 | 0.324 | 0.32375 | 0.3235 | 0.32325 | 0.323 | 0.3225 | 0.32338 | 0.324 | 0.32462 | 0.32538 | 0.3265 | 0.30684
VT | Battery | [5 empty] | -0.001 | -0.001 | 0 | 0 | 0 | 0 | -0.002 | -0.004 | -0.012 | -0.02 | -0.018 | -0.016 | -0.042 | -0.067 | -0.061 | -0.055 | -0.055 |  |  |  |  | -0.07 | -0.07 | -0.07 | -0.07 | -0.07 | -0.072 | -0.073 | -0.074 | -0.075 | -0.076 | -0.073 | -0.071 | -0.069 | -0.067 | -0.065 | -0.044344
VT | Biopower | 0.537 | 0.328 | 0.119 | 0.338 | 0.573 | 0.324 | 0.075 | 0.072 | 0.069 | 0.042 | 0.016 | 0.016 | 0.016 | 0.016 | 0.016 | 0.016 | 0.016 | 0.016 | 0.016 | 0.016 | 0.016 | 0.016 | 0.016 | 0.023 | 0.044 | 0.522 | 0.522 | 0.522 | 0.522 | 0.522 | 0.522 | 0.522 | 0.522 | 0.522 | 0.522 | 0.522 | 0.522 | 0.522 | 0.522 | 0.522 | 0.522 | 0.27083
VT | Coal
VT | CSP
VT | Dist PV | 0.151 | 0.151 | 0.151 | 0.151 | 0.151 | 0.151 | 0.151 | 0.151 | 0.151 | 0.151 | 0.151 | 0.151 | 0.151 | 0.151 | 0.151 | 0.151 | 0.151 | 0.151 | 0.151 | 0.151 | 0.151 | 0.151 | 0.151 | 0.151 | 0.151 | 0.151 | 0.151 | 0.151 | 0.151 | 0.151 | 0.151 | 0.151 | 0.151 | 0.151 | 0.151 | 0.151 | 0.151 | 0.151 | 0.151 | 0.151 | 0.151 | 0.151
VT | Gas CCGT
VT | Gas CT | 0.004 | 0.004 | 0.004 | 0.004 | 0.004 | 0.004 | 0.004 | 0.004 | 0.004 | 0.004 | 0.004 | 0.003 | 0.002 | 0.002 | 0.001 | 0 | 0 | 0 | 0 | 0 | 0 | 0 | 0 | 0 | 0 | 0 | 0 | 0 | 0 | 0 | 0 | 0 | 0 | 0 | 0 | 0 | 0 | 0 | 0 | 0 | 0 | 0.0012683
VT | Geothermal
VT | Hydro | 0.566 | 0.536 | 0.505 | 0.499 | 0.493 | 0.498 | 0.504 | 0.504 | 0.505 | 0.505 | 0.505 | 0.505 | 0.505 | 0.505 | 0.505 | 0.505 | 0.505 | 0.505 | 0.505 | 0.505 | 0.505 | 0.505 | 0.505 | 0.505 | 0.505 | 0.505 | 0.505 | 0.505 | 0.505 | 0.505 | 0.506 | 0.506 | 0.506 | 0.506 | 0.506 | 0.506 | 0.506 | 0.506 | 0.506 | 0.506 | 0.506 | 0.50685
VT | Nuclear
VT | Other | 0.847 | 0.854 | 0.859 | 0.86 | 0.861 | 0.863 | 0.865 | 0.867 | 0.868 | 0.868 | 0.868 | 0.871 | 0.874 | 0.874 | 0.874 | 0.874 | 0.873 | 0.873 | 0.873 | 0.873 | 0.873 | 0.873 | 0.873 | 0.873 | 0.873 | 0.873 | 0.873 | 0.873 | 0.873 | 0.873 | 0.873 | 0.874 | 0.874 | 0.874 | 0.875 | 0.875 | 0.875 | 0.875 | 0.875 | 0.875 | 0.875 | 0.87046
VT | Utility PV |  | 0.207 | 0.207 | 0.206 | 0.206 | 0.206 | 0.205 | 0.205 | 0.204 | 0.203 | 0.203 | 0.202 | 0.201 | 0.2 | 0.199 | 0.198 | 0.197 | 0.196 | 0.195 | 0.194 | 0.193 | 0.192 | 0.191 | 0.19 | 0.189 | 0.188 | 0.187 | 0.186 | 0.185 | 0.184 | 0.183 | 0.181 | 0.178 | 0.175 | 0.171 | 0.167 | 0.167 | 0.167 | 0.167 | 0.167 | 0.17 | 0.1903
VT | Wind offshore
VT | Wind onshore | 0.301 | 0.388 | 0.392 | 0.392 | 0.392 | 0.392 | 0.392 | 0.393 | 0.395 | 0.405 | 0.413 | 0.437 | 0.447 | 0.447 | 0.447 | 0.447 | 0.447 | 0.449 | 0.45 | 0.452 | 0.454 | 0.455 | 0.455 | 0.454 | 0.452 | 0.451 | 0.445 | 0.44 | 0.435 | 0.431 | 0.427 | 0.428 | 0.43 | 0.432 | 0.434 | 0.435 | 0.439 | 0.442 | 0.445 | 0.449 | 0.453 | 0.42839
WA | WA | 0.37209 | 0.35546 | 0.3665 | 0.35484 | 0.35844 | 0.33792 | 0.34572 | 0.34138 | 0.34165 | 0.32785 | 0.32019 | 0.31904 | 0.31785 | 0.32119 | 0.32463 | 0.32041 | 0.31292 | 0.31131 | 0.30915 | 0.28921 | 0.28741 | 0.2851 | 0.28203 | 0.27979 | 0.27883 | 0.28245 | 0.27824 | 0.27393 | 0.26959 | 0.2651 | 0.26904 | 0.26758 | 0.26868 | 0.26961 | 0.27071 | 0.2669 | 0.26777 | 0.2679 | 0.26793 | 0.26787 | 0.2677 | 0.29952
WA | Battery |  |  |  | 0 | 0 | -0.0145 | -0.0145 | -0.0085 | -0.005 | -0.0093333 | -0.0093333 | -0.008 | -0.0063333 | -0.0093333 | -0.011333 | -0.01 | -0.0083333 | -0.012 | -0.016 | -0.02675 | -0.02725 | -0.02325 | -0.024 | -0.02325 | -0.02275 | -0.02225 | -0.024 | -0.0255 | -0.02725 | -0.0295 | -0.051 | -0.03575 | -0.034 | -0.03325 | -0.0325 | -0.03225 | -0.02375 | -0.021 | -0.0195 | -0.018 | -0.01725 | -0.021339
WA | Biopower | 0.32567 | 0.306 | 0.40233 | 0.42467 | 0.44733 | 0.42467 | 0.40233 | 0.40233 | 0.40233 | 0.40033 | 0.398 | 0.40033 | 0.40233 | 0.40233 | 0.40233 | 0.40233 | 0.40233 | 0.40233 | 0.40233 | 0.40233 | 0.40233 | 0.40233 | 0.40233 | 0.40667 | 0.424 | 0.48533 | 0.46933 | 0.45267 | 0.436 | 0.42 | 0.40333 | 0.40333 | 0.40333 | 0.40333 | 0.40333 | 0.393 | 0.393 | 0.393 | 0.393 | 0.393 | 0.393 | 0.40627
WA | Coal | Column Labels 2010: 0.846; Column Labels 2011: 0.846; Column Labels 2012: 0.846; Column Labels 2013: 0.846; Column Labels 2014: 0.846; Column Labels 2015: 0.62; Column Labels 2016: 0.395; Column Labels 2017: 0.567; Column Labels 2018: 0.739; Column Labels 2019: 0.546; Column Labels 2020: 0.161; Column Labels 2021: 0.149; Column Labels 2022: 0.136; Column Labels 2023: 0.27; Column Labels 2024: 0.404; Column Labels 2025: 0.404 | 0.53881
WA | CSP
WA | Dist PV | 0.159 | 0.15775 | 0.15775 | 0.15775 | 0.15775 | 0.15775 | 0.15775 | 0.15775 | 0.15775 | 0.15775 | 0.15775 | 0.15775 | 0.15775 | 0.15775 | 0.15775 | 0.15775 | 0.15775 | 0.15775 | 0.15775 | 0.15775 | 0.15775 | 0.15525 | 0.15325 | 0.15525 | 0.1565 | 0.15775 | 0.15775 | 0.15775 | 0.15775 | 0.15775 | 0.15775 | 0.15775 | 0.15775 | 0.15775 | 0.15775 | 0.15775 | 0.15775 | 0.15775 | 0.15775 | 0.15775 | 0.15775 | 0.15751
WA | Gas CCGT | 0.496 | 0.38 | 0.2635 | 0.3285 | 0.4005 | 0.48 | 0.562 | 0.474 | 0.3865 | 0.4785 | 0.571 | 0.557 | 0.543 | 0.526 | 0.5095 | 0.452 | 0.395 | 0.368 | 0.3415 | 0.317 | 0.293 | 0.25 | 0.2065 | 0.1645 | 0.1225 | 0.081 | 0.0685 | 0.055 | 0.0425 | 0.029 | 0.0165 | 0.0185 | 0.0215 | 0.0235 | 0.026 | 0.0285 | 0.023 | 0.017 | 0.0115 | 0.0055 | 0 | 0.25204
WA | Gas CT | 0 | 0 | 0 | 0 | 0 | 0 | 0 | 0 | 0 | 0 | 0 | 0 | 0 | 0 | 0 | 0 | 0 | 0 | 0 | 0 | 0 | 0 | 0 | 0 | 0 | 0 | 0 | 0 | 0 | 0 | 0 | 0 | 0 | 0 | 0 | 0 | 0 | 0 | 0 | 0 | 0 | 0
WA | Geothermal
WA | Hydro | 0.35575 | 0.40825 | 0.46075 | 0.4305 | 0.4 | 0.39825 | 0.396 | 0.396 | 0.396 | 0.3965 | 0.3965 | 0.3965 | 0.3965 | 0.39675 | 0.39675 | 0.39675 | 0.39675 | 0.39675 | 0.39675 | 0.39675 | 0.39675 | 0.39675 | 0.39675 | 0.39675 | 0.39675 | 0.39675 | 0.39675 | 0.39675 | 0.3965 | 0.3965 | 0.3965 | 0.3965 | 0.3965 | 0.3965 | 0.3965 | 0.3965 | 0.3965 | 0.3965 | 0.39675 | 0.39675 | 0.39675 | 0.39839
WA | Nuclear | 0.902 | 0.902 | 0.902 | 0.902 | 0.902 | 0.902 | 0.902 | 0.902 | 0.902 | 0.902 | 0.902 | 0.902 | 0.902 | 0.902 | 0.902 | 0.902 | 0.902 | 0.902 | 0.902 | 0.902 | 0.902 | 0.902 | 0.902 | 0.902 | 0.902 | 0.902 | 0.858 | 0.813 | 0.769 | 0.724 | 0.68 | 0.68 | 0.68 | 0.68 | 0.68 | 0.68 | 0.68 | 0.68 | 0.68 | 0.68 | 0.68 | 0.83161
WA | Other | 0.873 | 0.8735 | 0.874 | 0.8735 | 0.8735 | 0.874 | 0.874 | 0.874 | 0.874 | 0.8745 | 0.875 | 0.875 | 0.875 | 0.875 | 0.875 | 0.875 | 0.875 | 0.875 | 0.875 | 0.875 | 0.875 | 0.875 | 0.875 | 0.875 | 0.875 | 0.875 | 0.875 | 0.875 | 0.875 | 0.875 | 0.875 | 0.875 | 0.875 | 0.875 | 0.875 | 0.875 | 0.875 | 0.875 | 0.875 | 0.875 | 0.875 | 0.87471
WA | Utility PV | 0.218 | 0.217 | 0.216 | 0.215 | 0.214 | 0.213 | 0.212 | 0.216 | 0.2155 | 0.2145 | 0.2135 | 0.2125 | 0.2115 | 0.2105 | 0.2095 | 0.208 | 0.207 | 0.206 | 0.205 | 0.21675 | 0.2165 | 0.21725 | 0.21725 | 0.2165 | 0.21625 | 0.2155 | 0.21475 | 0.21425 | 0.2135 | 0.2125 | 0.2115 | 0.211 | 0.21025 | 0.20975 | 0.209 | 0.20825 | 0.2075 | 0.20725 | 0.20675 | 0.20625 | 0.2055 | 0.21193
WA | Wind offshore | Column Labels 2041: 0.363; Column Labels 2042: 0.363; Column Labels 2043: 0.363; Column Labels 2044: 0.363; Column Labels 2045: 0.363; Column Labels 2046: 0.3655; Column Labels 2047: 0.368; Column Labels 2048: 0.3715; Column Labels 2049: 0.374; Column Labels 2050: 0.377 | 0.3671
WA | Wind onshore | 0.3025 | 0.29233 | 0.292 | 0.29233 | 0.29267 | 0.29133 | 0.28967 | 0.29133 | 0.29267 | 0.293 | 0.29333 | 0.29333 | 0.29333 | 0.29333 | 0.29333 | 0.29333 | 0.29333 | 0.30167 | 0.30533 | 0.30533 | 0.305 | 0.30833 | 0.31133 | 0.31067 | 0.31 | 0.31 | 0.31167 | 0.31333 | 0.31467 | 0.31567 | 0.31667 | 0.32467 | 0.33267 | 0.34067 | 0.35033 | 0.36233 | 0.36267 | 0.363 | 0.363 | 0.36333 | 0.36333 | 0.31348
WI | WI | 0.27008 | 0.28377 | 0.31121 | 0.30812 | 0.32166 | 0.32526 | 0.32836 | 0.32564 | 0.32936 | 0.32636 | 0.30977 | 0.30976 | 0.30556 | 0.3041 | 0.31365 | 0.27404 | 0.26302 | 0.25692 | 0.25065 | 0.23526 | 0.22515 | 0.22598 | 0.20819 | 0.20817 | 0.20808 | 0.20129 | 0.20047 | 0.19978 | 0.19927 | 0.19863 | 0.1982 | 0.19778 | 0.19727 | 0.19678 | 0.19631 | 0.19576 | 0.20345 | 0.20184 | 0.20012 | 0.19829 | 0.19649 | 0.24592
WI | Battery | [13 empty] | -0.042 | -0.042 | -0.0594 | -0.0594 | -0.0584 | -0.0578 | -0.053667 | -0.052 | -0.055 | -0.0575 | -0.0575 | -0.056333 | -0.0545 | -0.058167 | -0.061 | -0.063333 | -0.065333 | -0.067 | -0.067167 | -0.0675 | -0.0675 | -0.067333 | -0.0675 | -0.066167 | -0.064667 | -0.063 | -0.061833 | -0.060333 | -0.060942
WI | Biopower | 0.3574 | 0.3612 | 0.3982 | 0.29933 | 0.28483 | 0.26983 | 0.26167 | 0.25783 | 0.25333 | 0.25333 | 0.25333 | 0.25333 | 0.25333 | 0.26217 | 0.2885 | 0.2885 | 0.2885 | 0.29033 | 0.292 | 0.29033 | 0.2885 | 0.29433 | 0.3 | 0.30717 | 0.31383 | 0.32 | 0.32367 | 0.32717 | 0.331 | 0.33433 | 0.338 | 0.32983 | 0.32217 | 0.314 | 0.306 | 0.298 | 0.28167 | 0.26467 | 0.24733 | 0.2295 | 0.21083 | 0.29267
WI | Coal | 0.49767 | 0.3975 | 0.3546 | 0.5464 | 0.7646 | 0.7236 | 0.655 | 0.6984 | 0.7448 | 0.6866 | 0.57325 | 0.54625 | 0.51925 | 0.58375 | 0.66525 | 0.665 | 0.66475 | 0.6245 | 0.582 | 0.48675 | 0.3915 | 0.3665 | 0.319 | 0.319 | 0.319 | [16 empty] | 0.55768
WI | CSP
WI | Dist PV | 0.1558 | 0.1565 | 0.1565 | 0.1565 | 0.1565 | 0.1565 | 0.1565 | 0.1565 | 0.1565 | 0.1565 | 0.1565 | 0.15633 | 0.15633 | 0.15633 | 0.1565 | 0.15633 | 0.15633 | 0.15367 | 0.15217 | 0.15433 | 0.156 | 0.1555 | 0.155 | 0.155 | 0.155 | 0.155 | 0.15533 | 0.15567 | 0.15583 | 0.156 | 0.15617 | 0.15617 | 0.15617 | 0.15617 | 0.15617 | 0.15633 | 0.15633 | 0.15633 | 0.1565 | 0.1565 | 0.1565 | 0.15592
WI | Gas CCGT | 0.061333 | 0.44 | 0.81867 | 0.597 | 0.375 | 0.61967 | 0.86467 | 0.84833 | 0.83233 | 0.85767 | 0.87567 | 0.854 | 0.83267 | 0.821 | 0.80933 | 0.644 | 0.47867 | 0.41833 | 0.358 | 0.30967 | 0.261 | 0.27033 | 0.27933 | 0.26933 | 0.259 | 0.249 | 0.239 | 0.22867 | 0.21867 | 0.20867 | 0.19867 | 0.20933 | 0.22033 | 0.23133 | 0.24233 | 0.25267 | 0.25 | 0.24667 | 0.24333 | 0.24 | 0.237 | 0.43343
WI | Gas CT | 0.004 | 0.011 | 0.017833 | 0.0078333 | 0.008 | 0.015667 | 0.021833 | 0.0245 | 0.026167 | 0.029167 | 0.0315 | 0.026167 | 0.0205 | 0.023 | 0.025667 | 0.017333 | 0.0081667 | 0.0075 | 0.0065 | 0.005 | 0.0033333 | 0.0038333 | 0.0043333 | 0.007 | 0.0095 | 0.012167 | 0.011333 | 0.010833 | 0.0105 | 0.0098333 | 0.0091667 | 0.0085 | 0.0078333 | 0.0073333 | 0.0068333 | 0.0061667 | 0.0051667 | 0.0041667 | 0.0031667 | 0.0023333 | 0.0013333 | 0.011756
WI | Geothermal
WI | Hydro | 0.72025 | 0.72525 | 0.7305 | 0.78525 | 0.83925 | 0.77725 | 0.715 | 0.71525 | 0.71575 | 0.71775 | 0.71975 | 0.71975 | 0.71975 | 0.71975 | 0.71975 | 0.71975 | 0.71975 | 0.71975 | 0.71975 | 0.71975 | 0.71975 | 0.71975 | 0.72 | 0.72 | 0.72 | 0.72 | 0.72 | 0.72 | 0.72 | 0.72 | 0.72 | 0.72 | 0.72 | 0.72 | 0.72 | 0.72 | 0.7155 | 0.711 | 0.70625 | 0.70175 | 0.69725 | 0.72415
WI | Nuclear | Column Labels 2010: 0.902; Column Labels 2011: 0.902; Column Labels 2012: 0.902; Column Labels 2013: 0.902; Column Labels 2014: 0.902; Column Labels 2015: 0.902; Column Labels 2016: 0.902; Column Labels 2017: 0.902; Column Labels 2018: 0.902; Column Labels 2019: 0.902; Column Labels 2020: 0.902; Column Labels 2021: 0.902; Column Labels 2022: 0.902; Column Labels 2023: 0.902; Column Labels 2024: 0.902; Column Labels 2025: 0.902; Column Labels 2026: 0.902; Column Labels 2027: 0.902; Column Labels 2028: 0.902; Column Labels 2029: 0.902; Column Labels 2030: 0.902; Column Labels 2031: 0.902 | 0.902
WI | Other | 0 | 0 | 0 | 0 | 0 | 0 | 0 | 0 | 0 | 0 | 0 | 0 | 0 | 0 | 0 | 0 | 0 | 0 | 0 | 0 | 0 | 0 | 0 | 0 | 0 | 0 | 0 | 0 | 0 | 0 | 0 | 0 | 0 | 0 | 0 | 0 | 0 | 0 | 0 | 0 | 0 | 0
WI | Utility PV |  |  |  | 0.238 | 0.238 | 0.237 | 0.2365 | 0.2316 | 0.231 | 0.23 | 0.229 | 0.2278 | 0.2268 | 0.23083 | 0.2305 | 0.23133 | 0.2305 | 0.23017 | 0.22983 | 0.22817 | 0.2265 | 0.2255 | 0.22467 | 0.2235 | 0.22233 | 0.22167 | 0.22033 | 0.219 | 0.21783 | 0.2165 | 0.21533 | 0.216 | 0.21533 | 0.21483 | 0.21433 | 0.2135 | 0.213 | 0.21267 | 0.212 | 0.21167 | 0.21117 | 0.22244
WI | Wind offshore | Column Labels 2046: 0.389; Column Labels 2047: 0.389; Column Labels 2048: 0.389; Column Labels 2049: 0.389; Column Labels 2050: 0.389 | 0.389
WI | Wind onshore | 0.33 | 0.344 | 0.349 | 0.349 | 0.349 | 0.349 | 0.349 | 0.35433 | 0.35467 | 0.37433 | 0.37867 | 0.41425 | 0.41975 | 0.4052 | 0.404 | 0.4026 | 0.3994 | 0.4056 | 0.4114 | 0.4134 | 0.4138 | 0.4 | 0.39867 | 0.39483 | 0.39 | 0.385 | 0.38517 | 0.3855 | 0.38617 | 0.3865 | 0.38767 | 0.38717 | 0.38683 | 0.3865 | 0.386 | 0.38583 | 0.40767 | 0.4155 | 0.42283 | 0.42983 | 0.43767 | 0.39268
WV | WV | 0.54967 | 0.45036 | 0.40182 | 0.40715 | 0.45492 | 0.43785 | 0.41823 | 0.42023 | 0.45775 | 0.47554 | 0.459 | 0.45421 | 0.45214 | 0.45271 | 0.45307 | 0.43607 | 0.45131 | 0.43377 | 0.41615 | 0.3515 | 0.34019 | 0.33631 | 0.33263 | 0.335 | 0.337 | 0.37471 | 0.37507 | 0.37557 | 0.37607 | 0.37671 | 0.37736 | 0.37757 | 0.37764 | 0.37779 | 0.37779 | 0.37786 | 0.37657 | 0.37521 | 0.37407 | 0.37264 | 0.37136 | 0.39942
WV | Battery | 0 | -0.002 | -0.002 | -0.003 | -0.004 | -0.002 | 0 | 0 | 0 | 0 | 0 | 0 | 0 | 0 | 0 | -0.0005 | -0.002 | -0.01 | -0.025 | -0.043 | -0.0465 | -0.056 | -0.059 | -0.056 | -0.055 | -0.054 | -0.0585 | -0.0615 | -0.064 | -0.0665 | -0.068 | -0.067 | -0.066 | -0.065 | -0.0645 | -0.063 | -0.063 | -0.063 | -0.0625 | -0.0625 | -0.0625 | -0.034846
WV | Biopower |  | 0.522 | 0.522 | 0.522 | 0.522 | 0.522 | 0.522 | 0.522 | 0.522 | 0.522 | 0.522 | 0.522 | 0.522 | 0.522 | 0.522 | 0.522 | 0.522 | 0.522 | 0.522 | 0.522 | 0.522 | 0.522 | 0.522 | 0.522 | 0.522 | 0.522 | 0.522 | 0.522 | 0.522 | 0.522 | 0.522 | 0.522 | 0.522 | 0.522 | 0.522 | 0.522 | 0.507 | 0.492 | 0.477 | 0.462 | 0.447 | 0.51638
WV | Coal | 0.648 | 0.442 | 0.2255 | 0.5005 | 0.8085 | 0.6955 | 0.5655 | 0.5785 | 0.5935 | 0.4795 | 0.366 | 0.3485 | 0.331 | 0.336 | 0.3405 | 0.3285 | 0.317 | 0.2815 | 0.2465 | 0.198 | 0.142 | 0.118 | 0.09 | 0.09 | 0.09 | [16 empty] | 0.36642
WV | CSP
WV | Dist PV |  |  |  | 0.1585 | 0.1585 | 0.1585 | 0.1585 | 0.1585 | 0.1585 | 0.1585 | 0.1585 | 0.1585 | 0.1585 | 0.1585 | 0.1585 | 0.1585 | 0.1585 | 0.1585 | 0.1585 | 0.1585 | 0.1585 | 0.1585 | 0.1585 | 0.1585 | 0.1585 | 0.1585 | 0.1585 | 0.1585 | 0.1585 | 0.1585 | 0.1585 | 0.1585 | 0.1585 | 0.1585 | 0.1585 | 0.1585 | 0.1585 | 0.1585 | 0.1585 | 0.1585 | 0.1585 | 0.1585
WV | Gas CCGT | [9 empty] | 0.902 | 0.902 | 0.902 | 0.902 | 0.902 | 0.902 | 0.688 | 0.473 | 0.334 | 0.196 | 0.154 | 0.111 | 0.111 | 0.111 | 0.146 | 0.18 | 0.215 | 0.228 | 0.241 | 0.254 | 0.267 | 0.279 | 0.276 | 0.273 | 0.27 | 0.267 | 0.263 | 0.259 | 0.255 | 0.251 | 0.246 | 0.242 | 0.37506
WV | Gas CT | 0.004 | 0.004 | 0.004 | 0.004 | 0.004 | 0.004 | 0.004 | 0.004 | 0.004 | 0.004 | 0.004 | 0.004 | 0.004 | 0.003 | 0.002 | 0.001 | 0 | 0 | 0 | 0 | 0 | 0 | 0 | 0 | 0 | 0 | 0 | 0 | 0 | 0 | 0 | 0 | 0 | 0 | 0 | 0 | 0 | 0 | 0 | 0 | 0 | 0.0014146
WV | Geothermal
WV | Hydro | 1.66 | 1.6055 | 1.5515 | 1.5555 | 1.559 | 1.557 | 1.5555 | 1.5555 | 1.5555 | 1.5555 | 1.5555 | 1.5555 | 1.5555 | 1.5555 | 1.5555 | 1.5555 | 1.5555 | 1.5555 | 1.5555 | 1.5555 | 1.5555 | 1.5555 | 1.5555 | 1.5555 | 1.5555 | 1.5555 | 1.5555 | 1.5555 | 1.5555 | 1.5555 | 1.5555 | 1.5555 | 1.5555 | 1.5555 | 1.5555 | 1.5555 | 1.5555 | 1.5555 | 1.5555 | 1.5555 | 1.5555 | 1.5593
WV | Nuclear
WV | Other | Column Labels 2010: 0; Column Labels 2011: 0; Column Labels 2012: 0; Column Labels 2013: 0; Column Labels 2014: 0; Column Labels 2015: 0; Column Labels 2016: 0; Column Labels 2017: 0 | 0
WV | Utility PV | Column Labels 2029: 0.2185; Column Labels 2030: 0.2185; Column Labels 2031: 0.2175; Column Labels 2032: 0.216; Column Labels 2033: 0.215; Column Labels 2034: 0.214; Column Labels 2035: 0.213; Column Labels 2036: 0.212; Column Labels 2037: 0.211; Column Labels 2038: 0.21; Column Labels 2039: 0.209; Column Labels 2040: 0.208; Column Labels 2041: 0.207; Column Labels 2042: 0.206; Column Labels 2043: 0.205; Column Labels 2044: 0.204; Column Labels 2045: 0.203; Column Labels 2046: 0.202; Column Labels 2047: 0.201; Column Labels 2048: 0.2; Column Labels 2049: 0.199; Column Labels 2050: 0.198 | 0.20852
WV | Wind offshore
WV | Wind onshore | 0.323 | 0.333 | 0.34 | 0.34 | 0.34 | 0.344 | 0.348 | 0.348 | 0.348 | 0.363 | 0.375 | 0.401 | 0.404 | 0.404 | 0.403 | 0.4045 | 0.406 | 0.401 | 0.398 | 0.3865 | 0.377 | 0.3805 | 0.3835 | 0.383 | 0.382 | 0.3815 | 0.383 | 0.384 | 0.3845 | 0.386 | 0.387 | 0.39 | 0.392 | 0.3945 | 0.3965 | 0.3985 | 0.4 | 0.401 | 0.403 | 0.404 | 0.4055 | 0.38608
WY | WY | 0.376 | 0.3534 | 0.3374 | 0.30144 | 0.31512 | 0.31044 | 0.30569 | 0.31165 | 0.32094 | 0.32412 | 0.32241 | 0.28057 | 0.28357 | 0.28624 | 0.27943 | 0.27187 | 0.27004 | 0.26763 | 0.26579 | 0.25976 | 0.26508 | 0.26033 | 0.23457 | 0.23033 | 0.22637 | 0.188 | 0.18673 | 0.18577 | 0.18482 | 0.18391 | 0.18291 | 0.18555 | 0.18645 | 0.18732 | 0.18782 | 0.18832 | 0.1875 | 0.18668 | 0.18605 | 0.18514 | 0.18423 | 0.24173
WY | Battery | [11 empty] | -0.048333 | -0.048333 | -0.032667 | -0.027667 | -0.03375 | -0.038 | -0.03575 | -0.033 | -0.04025 | -0.04575 | -0.0465 | -0.046 | -0.04725 | -0.0485 | -0.0495 | -0.058 | -0.05925 | -0.06 | -0.0605 | -0.0615 | -0.059 | -0.05775 | -0.05625 | -0.05525 | -0.0545 | -0.05475 | -0.0545 | -0.054 | -0.054 | -0.054 | -0.049491
WY | Biopower
WY | Coal | 0.78467 | 0.71133 | 0.65933 | 0.74467 | 0.835 | 0.74 | 0.64433 | 0.705 | 0.77 | 0.735 | 0.69667 | 0.72233 | 0.75467 | 0.76767 | 0.727 | 0.74033 | 0.75367 | 0.75367 | 0.75333 | 0.724 | 0.69433 | 0.673 | 0.6055 | 0.6055 | 0.6055 | [16 empty] | 0.72087
WY | CSP
WY | Dist PV |  |  |  | 0.184 | 0.184 | 0.184 | 0.184 | 0.184 | 0.184 | 0.184 | 0.184 | 0.184 | 0.184 | 0.184 | 0.184 | 0.184 | 0.184 | 0.184 | 0.184 | 0.184 | 0.184 | 0.184 | 0.184 | 0.184 | 0.184 | 0.184 | 0.184 | 0.184 | 0.184 | 0.184 | 0.184 | 0.184 | 0.184 | 0.184 | 0.184 | 0.184 | 0.184 | 0.184 | 0.184 | 0.184 | 0.184 | 0.184
WY | Gas CCGT |  |  |  | 0.51 | 0.51 | 0.706 | 0.902 | 0.865 | 0.828 | 0.865 | 0.902 | 0.851 | 0.8 | 0.749 | 0.698 | 0.632 | 0.565 | 0.524 | 0.483 | 0.477 | 0.471 | 0.429 | 0.387 | 0.322 | 0.256 | 0.19 | 0.163 | 0.136 | 0.109 | 0.081 | 0.054 | 0.059 | 0.063 | 0.068 | 0.072 | 0.076 | 0.073 | 0.07 | 0.067 | 0.063 | 0.06 | 0.39832
WY | Gas CT | 0 | 0 | 0 | 0 | 0 | 0 | 0 | 0 | 0 | 0 | 0 | 0 | 0 | 0 | 0 | 0 | 0 | 0 | 0 | 0 | 0 | 0 | 0 | 0 | 0 | 0.00033333 | 0 | 0 | 0 | 0 | 0 | 0 | 0 | 0 | 0 | 0 | 0 | 0 | 0 | 0 | 0 | 8.3333e-06
WY | Geothermal
WY | Hydro | 0.387 | 0.3845 | 0.3825 | 0.356 | 0.3295 | 0.336 | 0.3425 | 0.3425 | 0.3425 | 0.3425 | 0.3425 | 0.3425 | 0.3425 | 0.3425 | 0.3425 | 0.3425 | 0.3425 | 0.3425 | 0.3425 | 0.3425 | 0.3425 | 0.3425 | 0.3425 | 0.3425 | 0.3425 | 0.3425 | 0.3425 | 0.3425 | 0.3425 | 0.3425 | 0.3425 | 0.3425 | 0.3425 | 0.3425 | 0.3425 | 0.3425 | 0.3365 | 0.331 | 0.325 | 0.3195 | 0.3135 | 0.34332
WY | Nuclear
WY | Other | Column Labels 2010: 0; Column Labels 2011: 0; Column Labels 2012: 0; Column Labels 2013: 0; Column Labels 2014: 0; Column Labels 2015: 0; Column Labels 2016: 0; Column Labels 2017: 0; Column Labels 2018: 0; Column Labels 2019: 0; Column Labels 2020: 0; Column Labels 2021: 0; Column Labels 2022: 0; Column Labels 2023: 0; Column Labels 2024: 0; Column Labels 2025: 0; Column Labels 2026: 0; Column Labels 2027: 0; Column Labels 2028: 0; Column Labels 2029: 0 | 0
WY | Utility PV | [7 empty] | 0.261 | 0.261 | 0.26 | 0.258 | 0.257 | 0.255 | 0.255 | 0.254 | 0.253 | 0.252 | 0.2585 | 0.2575 | 0.25533 | 0.25467 | 0.25367 | 0.25267 | 0.25175 | 0.251 | 0.25025 | 0.249 | 0.24775 | 0.24625 | 0.24525 | 0.244 | 0.2455 | 0.2445 | 0.24375 | 0.243 | 0.24225 | 0.24125 | 0.24075 | 0.2405 | 0.23975 | 0.23925 | 0.24765
WY | Wind offshore
WY | Wind onshore | 0.316 | 0.3155 | 0.3155 | 0.3155 | 0.316 | 0.3165 | 0.3175 | 0.318 | 0.318 | 0.3795 | 0.405 | 0.447 | 0.45333 | 0.46033 | 0.46567 | 0.46525 | 0.466 | 0.46075 | 0.458 | 0.45475 | 0.4515 | 0.451 | 0.4505 | 0.439 | 0.43375 | 0.43025 | 0.44 | 0.444 | 0.44775 | 0.45125 | 0.45475 | 0.464 | 0.46775 | 0.4705 | 0.472 | 0.47375 | 0.47425 | 0.4735 | 0.4735 | 0.473 | 0.47225 | 0.43766
| Grand Total | 0.31811 | 0.31576 | 0.31601 | 0.30294 | 0.30363 | 0.30495 | 0.30814 | 0.3036 | 0.3046 | 0.3026 | 0.29795 | 0.29495 | 0.29236 | 0.28836 | 0.28748 | 0.27237 | 0.26709 | 0.25923 | 0.25269 | 0.24371 | 0.23806 | 0.23469 | 0.22904 | 0.22552 | 0.22367 | 0.21325 | 0.21299 | 0.21252 | 0.21207 | 0.21166 | 0.21234 | 0.21343 | 0.21394 | 0.21436 | 0.21472 | 0.21368 | 0.21464 | 0.21415 | 0.21363 | 0.21311 | 0.21097 | 0.25137

## BECF-pre-ret
Expected Capacity Factor (dimensionless) | 2016 | 2017 | 2018 | 2019 | 2020 | 2021 | 2022 | 2023 | 2024 | 2025 | 2026 | 2027 | 2028 | 2029 | 2030 | 2031 | 2032 | 2033 | 2034 | 2035 | 2036 | 2037 | 2038 | 2039 | 2040 | 2041 | 2042 | 2043 | 2044 | 2045 | 2046 | 2047 | 2048 | 2049 | 2050
hard coal | 0.3181 | 0.3181 | 0.3181 | 0.3181 | 0.3181 | 0.3181 | 0.3181 | 0.3181 | 0.3181 | 0.3181 | 0.3181 | 0.3181 | 0.3181 | 0.3181 | 0.3181 | 0.3181 | 0.3181 | 0.3181 | 0.3181 | 0.3181 | 0.3181 | 0.3181 | 0.3181 | 0.3181 | 0.3181 | 0.3181 | 0.3181 | 0.3181 | 0.3181 | 0.3181 | 0.3181 | 0.3181 | 0.3181 | 0.3181 | 0.3181
natural gas nonpeaker | 0.691 | 0.691 | 0.691 | 0.691 | 0.691 | 0.691 | 0.691 | 0.691 | 0.691 | 0.691 | 0.691 | 0.691 | 0.691 | 0.691 | 0.691 | 0.691 | 0.691 | 0.691 | 0.691 | 0.691 | 0.691 | 0.691 | 0.691 | 0.691 | 0.691 | 0.691 | 0.691 | 0.691 | 0.691 | 0.691 | 0.691 | 0.691 | 0.691 | 0.691 | 0.691
nuclear | 0.811 | 0.811 | 0.811 | 0.811 | 0.811 | 0.811 | 0.811 | 0.811 | 0.811 | 0.811 | 0.811 | 0.811 | 0.811 | 0.811 | 0.811 | 0.811 | 0.811 | 0.811 | 0.811 | 0.811 | 0.811 | 0.811 | 0.811 | 0.811 | 0.811 | 0.811 | 0.811 | 0.811 | 0.811 | 0.811 | 0.811 | 0.811 | 0.811 | 0.811 | 0.811
hydro | 0.46175 | 0.46175 | 0.46175 | 0.46175 | 0.46175 | 0.46175 | 0.46175 | 0.46175 | 0.46175 | 0.46175 | 0.46175 | 0.46175 | 0.46175 | 0.46175 | 0.46175 | 0.46175 | 0.46175 | 0.46175 | 0.46175 | 0.46175 | 0.46175 | 0.46175 | 0.46175 | 0.46175 | 0.46175 | 0.46175 | 0.46175 | 0.46175 | 0.46175 | 0.46175 | 0.46175 | 0.46175 | 0.46175 | 0.46175 | 0.46175
onshore wind | 0.28577 | 0.28577 | 0.28577 | 0.28577 | 0.28577 | 0.28577 | 0.28577 | 0.28577 | 0.28577 | 0.28577 | 0.28577 | 0.28577 | 0.28577 | 0.28577 | 0.28577 | 0.28577 | 0.28577 | 0.28577 | 0.28577 | 0.28577 | 0.28577 | 0.28577 | 0.28577 | 0.28577 | 0.28577 | 0.28577 | 0.28577 | 0.28577 | 0.28577 | 0.28577 | 0.28577 | 0.28577 | 0.28577 | 0.28577 | 0.28577
solar PV | 0.30657 | 0.30657 | 0.30657 | 0.30657 | 0.30657 | 0.30657 | 0.30657 | 0.30657 | 0.30657 | 0.30657 | 0.30657 | 0.30657 | 0.30657 | 0.30657 | 0.30657 | 0.30657 | 0.30657 | 0.30657 | 0.30657 | 0.30657 | 0.30657 | 0.30657 | 0.30657 | 0.30657 | 0.30657 | 0.30657 | 0.30657 | 0.30657 | 0.30657 | 0.30657 | 0.30657 | 0.30657 | 0.30657 | 0.30657 | 0.30657
solar thermal | 0.217 | 0.217 | 0.217 | 0.217 | 0.217 | 0.217 | 0.217 | 0.217 | 0.217 | 0.217 | 0.217 | 0.217 | 0.217 | 0.217 | 0.217 | 0.217 | 0.217 | 0.217 | 0.217 | 0.217 | 0.217 | 0.217 | 0.217 | 0.217 | 0.217 | 0.217 | 0.217 | 0.217 | 0.217 | 0.217 | 0.217 | 0.217 | 0.217 | 0.217 | 0.217
biomass | 0.518 | 0.518 | 0.518 | 0.518 | 0.518 | 0.518 | 0.518 | 0.518 | 0.518 | 0.518 | 0.518 | 0.518 | 0.518 | 0.518 | 0.518 | 0.518 | 0.518 | 0.518 | 0.518 | 0.518 | 0.518 | 0.518 | 0.518 | 0.518 | 0.518 | 0.518 | 0.518 | 0.518 | 0.518 | 0.518 | 0.518 | 0.518 | 0.518 | 0.518 | 0.518
geothermal | 0.642 | 0.642 | 0.642 | 0.642 | 0.642 | 0.642 | 0.642 | 0.642 | 0.642 | 0.642 | 0.642 | 0.642 | 0.642 | 0.642 | 0.642 | 0.642 | 0.642 | 0.642 | 0.642 | 0.642 | 0.642 | 0.642 | 0.642 | 0.642 | 0.642 | 0.642 | 0.642 | 0.642 | 0.642 | 0.642 | 0.642 | 0.642 | 0.642 | 0.642 | 0.642
petroleum | 0.21 | 0.21 | 0.21 | 0.21 | 0.21 | 0.21 | 0.21 | 0.21 | 0.21 | 0.21 | 0.21 | 0.21 | 0.21 | 0.21 | 0.21 | 0.21 | 0.21 | 0.21 | 0.21 | 0.21 | 0.21 | 0.21 | 0.21 | 0.21 | 0.21 | 0.21 | 0.21 | 0.21 | 0.21 | 0.21 | 0.21 | 0.21 | 0.21 | 0.21 | 0.21
natural gas peaker | 0.128 | 0.128 | 0.128 | 0.128 | 0.128 | 0.128 | 0.128 | 0.128 | 0.128 | 0.128 | 0.128 | 0.128 | 0.128 | 0.128 | 0.128 | 0.128 | 0.128 | 0.128 | 0.128 | 0.128 | 0.128 | 0.128 | 0.128 | 0.128 | 0.128 | 0.128 | 0.128 | 0.128 | 0.128 | 0.128 | 0.128 | 0.128 | 0.128 | 0.128 | 0.128
lignite | 0.3181 | 0.3181 | 0.3181 | 0.3181 | 0.3181 | 0.3181 | 0.3181 | 0.3181 | 0.3181 | 0.3181 | 0.3181 | 0.3181 | 0.3181 | 0.3181 | 0.3181 | 0.3181 | 0.3181 | 0.3181 | 0.3181 | 0.3181 | 0.3181 | 0.3181 | 0.3181 | 0.3181 | 0.3181 | 0.3181 | 0.3181 | 0.3181 | 0.3181 | 0.3181 | 0.3181 | 0.3181 | 0.3181 | 0.3181 | 0.3181
offshore wind | 0.44 | 0.44 | 0.44 | 0.44 | 0.44 | 0.44 | 0.44 | 0.44 | 0.44 | 0.44 | 0.44 | 0.44 | 0.44 | 0.44 | 0.44 | 0.44 | 0.44 | 0.44 | 0.44 | 0.44 | 0.44 | 0.44 | 0.44 | 0.44 | 0.44 | 0.44 | 0.44 | 0.44 | 0.44 | 0.44 | 0.44 | 0.44 | 0.44 | 0.44 | 0.44
crude oil | 0.21 | 0.21 | 0.21 | 0.21 | 0.21 | 0.21 | 0.21 | 0.21 | 0.21 | 0.21 | 0.21 | 0.21 | 0.21 | 0.21 | 0.21 | 0.21 | 0.21 | 0.21 | 0.21 | 0.21 | 0.21 | 0.21 | 0.21 | 0.21 | 0.21 | 0.21 | 0.21 | 0.21 | 0.21 | 0.21 | 0.21 | 0.21 | 0.21 | 0.21 | 0.21
heavy or residual fuel oil | 0.21 | 0.21 | 0.21 | 0.21 | 0.21 | 0.21 | 0.21 | 0.21 | 0.21 | 0.21 | 0.21 | 0.21 | 0.21 | 0.21 | 0.21 | 0.21 | 0.21 | 0.21 | 0.21 | 0.21 | 0.21 | 0.21 | 0.21 | 0.21 | 0.21 | 0.21 | 0.21 | 0.21 | 0.21 | 0.21 | 0.21 | 0.21 | 0.21 | 0.21 | 0.21
municipal solid waste | 0.259 | 0.259 | 0.259 | 0.259 | 0.259 | 0.259 | 0.259 | 0.259 | 0.259 | 0.259 | 0.259 | 0.259 | 0.259 | 0.259 | 0.259 | 0.259 | 0.259 | 0.259 | 0.259 | 0.259 | 0.259 | 0.259 | 0.259 | 0.259 | 0.259 | 0.259 | 0.259 | 0.259 | 0.259 | 0.259 | 0.259 | 0.259 | 0.259 | 0.259 | 0.259

## BECF-pre-nonret
Expected Capacity Factor (dimensionless) | 2016 | 2017 | 2018 | 2019 | 2020 | 2021 | 2022 | 2023 | 2024 | 2025 | 2026 | 2027 | 2028 | 2029 | 2030 | 2031 | 2032 | 2033 | 2034 | 2035 | 2036 | 2037 | 2038 | 2039 | 2040 | 2041 | 2042 | 2043 | 2044 | 2045 | 2046 | 2047 | 2048 | 2049 | 2050
hard coal | 0 | 0 | 0 | 0 | 0 | 0 | 0 | 0 | 0 | 0 | 0 | 0 | 0 | 0 | 0 | 0 | 0 | 0 | 0 | 0 | 0 | 0 | 0 | 0 | 0 | 0 | 0 | 0 | 0 | 0 | 0 | 0 | 0 | 0 | 0
natural gas nonpeaker | 0 | 0 | 0 | 0 | 0 | 0 | 0 | 0 | 0 | 0 | 0 | 0 | 0 | 0 | 0 | 0 | 0 | 0 | 0 | 0 | 0 | 0 | 0 | 0 | 0 | 0 | 0 | 0 | 0 | 0 | 0 | 0 | 0 | 0 | 0
nuclear | 0 | 0 | 0 | 0 | 0 | 0 | 0 | 0 | 0 | 0 | 0 | 0 | 0 | 0 | 0 | 0 | 0 | 0 | 0 | 0 | 0 | 0 | 0 | 0 | 0 | 0 | 0 | 0 | 0 | 0 | 0 | 0 | 0 | 0 | 0
hydro | 0 | 0 | 0 | 0 | 0 | 0 | 0 | 0 | 0 | 0 | 0 | 0 | 0 | 0 | 0 | 0 | 0 | 0 | 0 | 0 | 0 | 0 | 0 | 0 | 0 | 0 | 0 | 0 | 0 | 0 | 0 | 0 | 0 | 0 | 0
onshore wind | 0 | 0 | 0 | 0 | 0 | 0 | 0 | 0 | 0 | 0 | 0 | 0 | 0 | 0 | 0 | 0 | 0 | 0 | 0 | 0 | 0 | 0 | 0 | 0 | 0 | 0 | 0 | 0 | 0 | 0 | 0 | 0 | 0 | 0 | 0
solar PV | 0 | 0 | 0 | 0 | 0 | 0 | 0 | 0 | 0 | 0 | 0 | 0 | 0 | 0 | 0 | 0 | 0 | 0 | 0 | 0 | 0 | 0 | 0 | 0 | 0 | 0 | 0 | 0 | 0 | 0 | 0 | 0 | 0 | 0 | 0
solar thermal | 0 | 0 | 0 | 0 | 0 | 0 | 0 | 0 | 0 | 0 | 0 | 0 | 0 | 0 | 0 | 0 | 0 | 0 | 0 | 0 | 0 | 0 | 0 | 0 | 0 | 0 | 0 | 0 | 0 | 0 | 0 | 0 | 0 | 0 | 0
biomass | 0 | 0 | 0 | 0 | 0 | 0 | 0 | 0 | 0 | 0 | 0 | 0 | 0 | 0 | 0 | 0 | 0 | 0 | 0 | 0 | 0 | 0 | 0 | 0 | 0 | 0 | 0 | 0 | 0 | 0 | 0 | 0 | 0 | 0 | 0
geothermal | 0 | 0 | 0 | 0 | 0 | 0 | 0 | 0 | 0 | 0 | 0 | 0 | 0 | 0 | 0 | 0 | 0 | 0 | 0 | 0 | 0 | 0 | 0 | 0 | 0 | 0 | 0 | 0 | 0 | 0 | 0 | 0 | 0 | 0 | 0
petroleum | 0 | 0 | 0 | 0 | 0 | 0 | 0 | 0 | 0 | 0 | 0 | 0 | 0 | 0 | 0 | 0 | 0 | 0 | 0 | 0 | 0 | 0 | 0 | 0 | 0 | 0 | 0 | 0 | 0 | 0 | 0 | 0 | 0 | 0 | 0
natural gas peaker | 0 | 0 | 0 | 0 | 0 | 0 | 0 | 0 | 0 | 0 | 0 | 0 | 0 | 0 | 0 | 0 | 0 | 0 | 0 | 0 | 0 | 0 | 0 | 0 | 0 | 0 | 0 | 0 | 0 | 0 | 0 | 0 | 0 | 0 | 0
lignite | 0 | 0 | 0 | 0 | 0 | 0 | 0 | 0 | 0 | 0 | 0 | 0 | 0 | 0 | 0 | 0 | 0 | 0 | 0 | 0 | 0 | 0 | 0 | 0 | 0 | 0 | 0 | 0 | 0 | 0 | 0 | 0 | 0 | 0 | 0
offshore wind | 0 | 0 | 0 | 0 | 0 | 0 | 0 | 0 | 0 | 0 | 0 | 0 | 0 | 0 | 0 | 0 | 0 | 0 | 0 | 0 | 0 | 0 | 0 | 0 | 0 | 0 | 0 | 0 | 0 | 0 | 0 | 0 | 0 | 0 | 0
crude oil | 0 | 0 | 0 | 0 | 0 | 0 | 0 | 0 | 0 | 0 | 0 | 0 | 0 | 0 | 0 | 0 | 0 | 0 | 0 | 0 | 0 | 0 | 0 | 0 | 0 | 0 | 0 | 0 | 0 | 0 | 0 | 0 | 0 | 0 | 0
heavy or residual fuel oil | 0 | 0 | 0 | 0 | 0 | 0 | 0 | 0 | 0 | 0 | 0 | 0 | 0 | 0 | 0 | 0 | 0 | 0 | 0 | 0 | 0 | 0 | 0 | 0 | 0 | 0 | 0 | 0 | 0 | 0 | 0 | 0 | 0 | 0 | 0
municipal solid waste | 0 | 0 | 0 | 0 | 0 | 0 | 0 | 0 | 0 | 0 | 0 | 0 | 0 | 0 | 0 | 0 | 0 | 0 | 0 | 0 | 0 | 0 | 0 | 0 | 0 | 0 | 0 | 0 | 0 | 0 | 0 | 0 | 0 | 0 | 0

## BECF-new
Expected Capacity Factor (dimensionless) | 2016 | 2017 | 2018 | 2019 | 2020 | 2021 | 2022 | 2023 | 2024 | 2025 | 2026 | 2027 | 2028 | 2029 | 2030 | 2031 | 2032 | 2033 | 2034 | 2035 | 2036 | 2037 | 2038 | 2039 | 2040 | 2041 | 2042 | 2043 | 2044 | 2045 | 2046 | 2047 | 2048 | 2049 | 2050
hard coal | 0.34991 | 0.34991 | 0.34991 | 0.34991 | 0.34991 | 0.34991 | 0.34991 | 0.34991 | 0.34991 | 0.34991 | 0.34991 | 0.34991 | 0.34991 | 0.34991 | 0.34991 | 0.34991 | 0.34991 | 0.34991 | 0.34991 | 0.34991 | 0.34991 | 0.34991 | 0.34991 | 0.34991 | 0.34991 | 0.34991 | 0.34991 | 0.34991 | 0.34991 | 0.34991 | 0.34991 | 0.34991 | 0.34991 | 0.34991 | 0.34991
natural gas nonpeaker | 0.7601 | 0.7601 | 0.7601 | 0.7601 | 0.7601 | 0.7601 | 0.7601 | 0.7601 | 0.7601 | 0.7601 | 0.7601 | 0.7601 | 0.7601 | 0.7601 | 0.7601 | 0.7601 | 0.7601 | 0.7601 | 0.7601 | 0.7601 | 0.7601 | 0.7601 | 0.7601 | 0.7601 | 0.7601 | 0.7601 | 0.7601 | 0.7601 | 0.7601 | 0.7601 | 0.7601 | 0.7601 | 0.7601 | 0.7601 | 0.7601
nuclear | 0.811 | 0.811 | 0.811 | 0.811 | 0.811 | 0.811 | 0.811 | 0.811 | 0.811 | 0.811 | 0.811 | 0.811 | 0.811 | 0.811 | 0.811 | 0.811 | 0.811 | 0.811 | 0.811 | 0.811 | 0.811 | 0.811 | 0.811 | 0.811 | 0.811 | 0.811 | 0.811 | 0.811 | 0.811 | 0.811 | 0.811 | 0.811 | 0.811 | 0.811 | 0.811
hydro | 0.50792 | 0.50792 | 0.50792 | 0.50792 | 0.50792 | 0.50792 | 0.50792 | 0.50792 | 0.50792 | 0.50792 | 0.50792 | 0.50792 | 0.50792 | 0.50792 | 0.50792 | 0.50792 | 0.50792 | 0.50792 | 0.50792 | 0.50792 | 0.50792 | 0.50792 | 0.50792 | 0.50792 | 0.50792 | 0.50792 | 0.50792 | 0.50792 | 0.50792 | 0.50792 | 0.50792 | 0.50792 | 0.50792 | 0.50792 | 0.50792
onshore wind | 0.308 | 0.308 | 0.308 | 0.308 | 0.3095 | 0.36 | 0.36067 | 0.359 | 0.358 | 0.36333 | 0.365 | 0.35667 | 0.353 | 0.34567 | 0.33833 | 0.336 | 0.333 | 0.33233 | 0.33667 | 0.342 | 0.345 | 0.34767 | 0.35033 | 0.353 | 0.356 | 0.358 | 0.35967 | 0.36167 | 0.36367 | 0.36567 | 0.36833 | 0.371 | 0.374 | 0.37667 | 0.38
solar PV | 0.24733 | 0.24733 | 0.24733 | 0.24733 | 0.24667 | 0.24567 | 0.24467 | 0.24367 | 0.242 | 0.24067 | 0.23967 | 0.242 | 0.24133 | 0.23967 | 0.23767 | 0.237 | 0.23633 | 0.24033 | 0.24 | 0.239 | 0.238 | 0.237 | 0.236 | 0.23467 | 0.233 | 0.232 | 0.231 | 0.23 | 0.229 | 0.228 | 0.225 | 0.22267 | 0.21967 | 0.216 | 0.21167
solar thermal | 0.612 | 0.612 | 0.612 | 0.612 | 0.612 | 0.612 | 0.612 | 0.612 | 0.612 | 0.612 | 0.612 | 0.612 | 0.612 | 0.612 | 0.612 | 0.612 | 0.612 | 0.612 | 0.612 | 0.612 | 0.612 | 0.612 | 0.612 | 0.612 | 0.612 | 0.612 | 0.612 | 0.612 | 0.612 | 0.612 | 0.612 | 0.612 | 0.612 | 0.612 | 0.612
biomass | 0.5698 | 0.5698 | 0.5698 | 0.5698 | 0.5698 | 0.5698 | 0.5698 | 0.5698 | 0.5698 | 0.5698 | 0.5698 | 0.5698 | 0.5698 | 0.5698 | 0.5698 | 0.5698 | 0.5698 | 0.5698 | 0.5698 | 0.5698 | 0.5698 | 0.5698 | 0.5698 | 0.5698 | 0.5698 | 0.5698 | 0.5698 | 0.5698 | 0.5698 | 0.5698 | 0.5698 | 0.5698 | 0.5698 | 0.5698 | 0.5698
geothermal | 0.7062 | 0.7062 | 0.7062 | 0.7062 | 0.7062 | 0.7062 | 0.7062 | 0.7062 | 0.7062 | 0.7062 | 0.7062 | 0.7062 | 0.7062 | 0.7062 | 0.7062 | 0.7062 | 0.7062 | 0.7062 | 0.7062 | 0.7062 | 0.7062 | 0.7062 | 0.7062 | 0.7062 | 0.7062 | 0.7062 | 0.7062 | 0.7062 | 0.7062 | 0.7062 | 0.7062 | 0.7062 | 0.7062 | 0.7062 | 0.7062
petroleum | 0.231 | 0.231 | 0.231 | 0.231 | 0.231 | 0.231 | 0.231 | 0.231 | 0.231 | 0.231 | 0.231 | 0.231 | 0.231 | 0.231 | 0.231 | 0.231 | 0.231 | 0.231 | 0.231 | 0.231 | 0.231 | 0.231 | 0.231 | 0.231 | 0.231 | 0.231 | 0.231 | 0.231 | 0.231 | 0.231 | 0.231 | 0.231 | 0.231 | 0.231 | 0.231
natural gas peaker | 0.1408 | 0.1408 | 0.1408 | 0.1408 | 0.1408 | 0.1408 | 0.1408 | 0.1408 | 0.1408 | 0.1408 | 0.1408 | 0.1408 | 0.1408 | 0.1408 | 0.1408 | 0.1408 | 0.1408 | 0.1408 | 0.1408 | 0.1408 | 0.1408 | 0.1408 | 0.1408 | 0.1408 | 0.1408 | 0.1408 | 0.1408 | 0.1408 | 0.1408 | 0.1408 | 0.1408 | 0.1408 | 0.1408 | 0.1408 | 0.1408
lignite | 0.34991 | 0.34991 | 0.34991 | 0.34991 | 0.34991 | 0.34991 | 0.34991 | 0.34991 | 0.34991 | 0.34991 | 0.34991 | 0.34991 | 0.34991 | 0.34991 | 0.34991 | 0.34991 | 0.34991 | 0.34991 | 0.34991 | 0.34991 | 0.34991 | 0.34991 | 0.34991 | 0.34991 | 0.34991 | 0.34991 | 0.34991 | 0.34991 | 0.34991 | 0.34991 | 0.34991 | 0.34991 | 0.34991 | 0.34991 | 0.34991
offshore wind | 0.44 | 0.44 | 0.44 | 0.44 | 0.44 | 0.44 | 0.44 | 0.44 | 0.44 | 0.44 | 0.44 | 0.44 | 0.44 | 0.44 | 0.44 | 0.44 | 0.44 | 0.44 | 0.44 | 0.44 | 0.44 | 0.44 | 0.44 | 0.44 | 0.44 | 0.44 | 0.44 | 0.44 | 0.44 | 0.44 | 0.44 | 0.44 | 0.44 | 0.44 | 0.44
crude oil | 0.231 | 0.231 | 0.231 | 0.231 | 0.231 | 0.231 | 0.231 | 0.231 | 0.231 | 0.231 | 0.231 | 0.231 | 0.231 | 0.231 | 0.231 | 0.231 | 0.231 | 0.231 | 0.231 | 0.231 | 0.231 | 0.231 | 0.231 | 0.231 | 0.231 | 0.231 | 0.231 | 0.231 | 0.231 | 0.231 | 0.231 | 0.231 | 0.231 | 0.231 | 0.231
heavy or residual fuel oil | 0.231 | 0.231 | 0.231 | 0.231 | 0.231 | 0.231 | 0.231 | 0.231 | 0.231 | 0.231 | 0.231 | 0.231 | 0.231 | 0.231 | 0.231 | 0.231 | 0.231 | 0.231 | 0.231 | 0.231 | 0.231 | 0.231 | 0.231 | 0.231 | 0.231 | 0.231 | 0.231 | 0.231 | 0.231 | 0.231 | 0.231 | 0.231 | 0.231 | 0.231 | 0.231
municipal solid waste | 0.2849 | 0.2849 | 0.2849 | 0.2849 | 0.2849 | 0.2849 | 0.2849 | 0.2849 | 0.2849 | 0.2849 | 0.2849 | 0.2849 | 0.2849 | 0.2849 | 0.2849 | 0.2849 | 0.2849 | 0.2849 | 0.2849 | 0.2849 | 0.2849 | 0.2849 | 0.2849 | 0.2849 | 0.2849 | 0.2849 | 0.2849 | 0.2849 | 0.2849 | 0.2849 | 0.2849 | 0.2849 | 0.2849 | 0.2849 | 0.2849